## HOME
APERC Energy Model Datasheet
OSeMOSYS
Sector: Power
Updated: 2023 ¦ 24 Time slices version
SHEET | TYPE | DESCRIPTION | NOTES
AccumulatedAnnualDemand | Parameter | Accumulated Demand for a certain commodity in one specific year. It cannot be defined for a commodity if its SpecifiedAnnualDemand for the same year is already defined and vice versa. Not necessary to update. Example: industrial demands. | Note AR : with backstop
AnnualEmissionLimit | Parameter | Annual upper limit for a specific emission generated in the whole modelled region.
AnnualExogenousEmission | Parameter | It allows the user to account for additional annual emissions, on top of those computed endogenously by the model (e.g. emissions generated outside the region).
AvailabilityFactor | Parameter | Maximum time a technology can run in the whole year, as a fraction of the year ranging from 0 to 1. It gives the possibility to account for planned outages. | 1
CapacityFactor | Parameter | Capacity available per each TimeSlice expressed as a fraction of the total installed capacity, with values ranging from 0 to 1. It gives the possibility to account for forced outages. Default is 1 unless specified in the sheet.
CapacityofOneTechnologyUnit | Parameter | Capacity of one new unit of a technology. In case the user sets this parameter, the related technology will be installed only in batches of the specified capacity and the problem will turn into a Mixed Integer Linear Problem.
CapacityToActivityUnit | Parameter | Conversion factor relating the energy that would be produced when one unit of capacity is fully used in one year. If it produces electricity use "31.5359", otherwise use "1".
CapitalCost | Parameter | Capital investment cost of a technology, per unit of capacity.
CapitalCostStorage | Parameter | Binary parameter linking a technology to the storage facility it charges. It has value 0 if the technology and the storage facility are not linked, 1 if they are.
Conversionld | Parameter | Binary parameter linking one TimeSlice to a certain DayType. It has value 0 if the TimeSlice does not pertain to the specific DayType, 1 if it does.
Conversionlh | Parameter | Binary parameter linking one TimeSlice to a certain DaylyTimeBracket. It has value 0 if the TimeSlice does not pertain to the specific DaylyTimeBracket, 1 if it does.
Conversionls | Parameter | Binary parameter linking one TimeSlice to a certain Season. It has value 0 if the TimeSlice does not pertain to the specific season, 1 if it does.
DAILYTIMEBRACKET | Set | It gives indication (by successive numerical values) of how many parts the day is split into (e.g. night, morning, afternoon, evening) and in which order these parts are sorted. This set is needed if storage facilities are included in the model.
DaysInDayType | Parameter | Number of days for each day type, within one week (natural number, ranging from 1 to 7)
DaySplit | Parameter | Length of one DailyTimeBracket in one specific day as a fraction of the year (e.g., when distinguishing between days and night: 12h/(24h*365d)).
DAYTYPE | Parameter | It gives indication (by successive numerical values) of how many day types (e.g. workday, weekend) are accounted for and in which order. This set is needed if storage facilities are included in the model.
DepreciationMethod | Parameter | Binary parameter defining the type of depreciation to be applied. It has value 1 for sinking fund depreciation, value 2 for straight-line depreciation.
DiscountRate | Parameter | Region specific value for the discount rate, expressed in decimals (e.g. 0.05)
EMISSION | Set | It includes any kind of emission potentially deriving from the operation of the defined technologies. Typical examples would include atmospheric emissions of greenhouse gasses, such as CO2. Common to all sectors.
EmissionActivityRatio | Parameter | Emission factor of a technology per unit of activity, per mode of operation. | at point of combustion. CO2 (not equivalent)
EmissionsPenalty | Parameter | Penalty per unit of emission.
FixedCost | Parameter | Fixed O&M cost of a technology, per unit of capacity.
FUEL | Set | It includes any energy vector, energy service or proxies entering or exiting technologies. These can be aggregate groups, individual flows or artificially separated, depending on the requirements of the analysis.
InputActivityRatio | Parameter | Rate of use of a commodity by a technology, as a ratio of the rate of activity.
MinStorageCharge | Parameter | It sets a lower bound to the amount of energy stored, as a fraction of the maximum, with a number reanging between 0 and 1. The storage facility cannot be emptied below this level.
MODE_OF_OPERATION | Set | It defines the number of modes of operation that the technologies can have. If a technology can have various input or output fuels and it can choose the mix (i.e. any linear combination) of these input or output fuels, each mix can be accounted as a separate mode of operation. For example, a CHP plant may produce heat in one mode of operation and electricity in another.
ModelPeriodEmissionLimit | Parameter | Annual upper limit for a specific emission generated in the whole modelled region, over the entire modelled period.
ModelPeriodExogenousEmission | Parameter | It allows the user to account for additional emissions over the entire modelled period, on top of those computed endogenously by the model (e.g. generated outside the region).
OperationalLife | Parameter | Useful lifetime of a technology, expressed in years.
OperationLifeStorage | Parameter | Useful lifetime of the storage facility.
OutputActivityRatio | Parameter | Rate of commodity output from a technology, as a ratio of the rate of activity.
REGION | Set | It sets the regions to be modelled, e.g. different countries. For each of them, the supply-demand balances for all the energy vectors are ensured, including trades with other regions. In some occasions it might be computationally more convenient to model different countries within the same region and differentiate them simply by creating ad hoc fuels and technologies for each of them. Common to all sectors.
REMinProductionTarget | Parameter | Minimum ratio of all renewable commodities tagged in the RETagCommodity parameter, to be produced by the technologies tagged with the RETechnology parameter.
ReserveMargin | Parameter | Minimum level of the reserve margin required to be provided for all the tagged commodities, by the tagged technologies. If no reserve margin is required, the parameter will have value 1; if, for instance, 20% reserve margin is required, the parameter will have value 1.2.
ReserveMarginTagFuel | Parameter | Binary parameter tagging the fuels to which the reserve margin applies. It has value 1 if the reserve margin applies to the fuel, 0 otherwise.
ReserveMarginTagTechnology | Parameter | Binary parameter tagging the technologies that are allowed to contribute to the reserve margin. It has value 1 for the technologies allowed, 0 otherwise.
ResidualCapacity | Parameter | Remained capacity available from before the modelling period.
ResidualStorageCapacity | Parameter | Binary parameter linking a storage facility to the technology it feeds. It has value 0 if the technology and the storage facility are not linked, 1 if they are.
RETagFuel | Parameter | Binary parameter tagging the fuels to which the renewable target applies to. It has value 1 if the target applies, 0 otherwise.
RETagTechnology | Parameter | Binary parameter tagging the renewable technologies that must contribute to reaching the indicated minimum renewable production target. It has value 1 for thetechnologies contributing, 0 otherwise.
SEASON | Set | It gives indication (by successive numerical values) of how many seasons (e.g. winter, intermediate, summer) are accounted for and in which order. This set is needed if storage facilities are included in the model.
SpecifiedAnnualDemand | Parameter | Total specified demand for the year, linked to a specific ‘time of use’ during the year. Not necessary to update. Example: building lighting or heating demand.
SpecifiedDemandProfile | Parameter | Annual fraction of energy-service or commodity demand that is required in each time slice. For each year, all the defined SpecifiedDemandProfile input values should sum up to 1.
STORAGE | Set | It includes storage facilities in the model.
StorageLevelStart | Parameter | Level of storage at the beginning of first modelled year, in units of activity.
StorageMaxChargeRate | Parameter | Maximum charging rate for the storage, in units of activity per year.
StorageMaxDischargeRate | Parameter | Maximum discharging rate for the storage, in units of activity per year.
TECHNOLOGY | Set | It includes any element of the energy system that changes a commodity from one form to another, uses it or supplies it. All system components are set up as a ‘technology’ in OSeMOSYS. As the model is an abstraction, the modeller is free to interpret the role of a technology at will, where relevant. It may for example represent a single real technology (such as a power plant) or can represent a heavily aggregated collection of technologies (such as the stock of several million light bulbs), or may even simply be a ‘dummy technology’, perhaps used for accounting purposes.
TechnologyFromStorage | Parameter | Binary parameter linking a storage facility to the technology it feeds. It has value 1 if the technology and the storage facility are linked, 0 otherwise.
TechnologyToStorage | Parameter | Binary parameter linking a technology to the storage facility it charges. It has value 1 if the technology and the storage facility are linked, 0 otherwise.
TIMESLICE | Set | It represents the time split of each modelled year, therefore the time resolution of the model. Common to several energy systems modelling tools (incl. MESSAGE / MARKAL / TIMES), the annual demand is ‘sliced’ into representative fractions of the year. It is necessary to assess times of the year when demand is high separately from times when demand is low, for fuels that are expensive to store. In order to reduce the computation time, these ‘slices’ are often grouped. Thus, the annual demand may be split into aggregate seasons where demand levels are similar (such as ‘summer, winter and intermediate’). Those seasons may be subdivided into aggregate ‘day types’ (such as workdays and weekends), and the day further sub divided (such as into day and night) depending on the level of demand.
TotalAnnualMaxCapacity | Parameter | Total maximum existing (residual plus cumulatively installed) capacity allowed for a technology in a specified year.
TotalAnnualMaxCapacityInvestment | Parameter | Maximum capacity of a technology, expressed in capacity units.
TotalAnnualMinCapacity | Parameter | Total minimum existing (residual plus cumulatively installed) capacity allowed for a technology in a specified year.
TotalAnnualMinCapcacityInvestment | Parameter | Minimum capacity of a technology, expressed in capacity units.
TotalTechnologyAnnualActivityLowerLimit | Parameter | Total minimum level of activity allowed for a technology in one year.
TotalTechnologyAnnualActivityUpperLimit | Parameter | Total maximum level of activity allowed for a technology in one year.
TotalTechnologyModelPeriodActivityLowerLimit | Parameter | Total minimum level of activity allowed for a technology in the entire modelled period.
TotalTechnologyModelPeriodActivityUpperLimit | Parameter | Total maximum level of activity allowed for a technology in the entire modelled period.
TradeRoute | Parameter | Binary parameter defining the links between the source region (r) and the target region (rr), to enable or disable trading of a specific commodity. It has value 1 when two regions are linked, 0 otherwise.
VariableCost | Parameter | Cost of a technology for a given mode of operation (Variable O&M cost), per unit of activity. | Not considering taxes at this point
YEAR | Set | It represents the time frame of the model, it contains all the years to be considered in the study. Common to all sectors.
YearSplit | Parameter | Duration of a modelled time slice, expressed as a fraction of the year. The sum of each entry over one modelled year should equal 1.

## START
Economy | 20_USA | Economy List | Solver | Model_file
Scenario | Reference | 01_AUS | coin_mip | osemosys
model_start_year | 2020 | 02_BD | glpsol | osemosys_fast
model_end_year | 2070 | 03_CDA
Config file | data_config_all_calculated.yaml | 04_CHL
Solver | coin_mip | 05_PRC
Model file | osemosys | 06_HKC
07_INA
08_JPN
09_ROK
10_MAS
11_MEX
12_NZ
13_PNG
14_PE
15_RP
16_RUS
17_SIN
18_CT
19_THA
20_USA
21_VN

## REGION
VALUE | NOTES
20_USA | USA

## YEAR
VALUE
2017
2018
2019
2020
2021
2022
2023
2024
2025
2026
2027
2028
2029
2030
2031
2032
2033
2034
2035
2036
2037
2038
2039
2040
2041
2042
2043
2044
2045
2046
2047
2048
2049
2050
2051
2052
2053
2054
2055
2056
2057
2058
2059
2060
2061
2062
2063
2064
2065
2066
2067
2068
2069
2070

## TIMESLICE
VALUE | NOTES
WW0004
WW0408
WW0812
WW1216
WW1620
WW2024
WH0004
WH0408
WH0812
WH1216
WH1620
WH2024
IW0004
IW0408
IW0812
IW1216
IW1620
IW2024
IH0004
IH0408
IH0812
IH1216
IH1620
IH2024
SW0004
SW0408
SW0812
SW1216
SW1620
SW2024
SH0004
SH0408
SH0812
SH1216
SH1620
SH2024

## YearSplit
TIMESLICE | UNITS | NOTES | 2017 | 2018 | 2019 | 2020 | 2021 | 2022 | 2023 | 2024 | 2025 | 2026 | 2027 | 2028 | 2029 | 2030 | 2031 | 2032 | 2033 | 2034 | 2035 | 2036 | 2037 | 2038 | 2039 | 2040 | 2041 | 2042 | 2043 | 2044 | 2045 | 2046 | 2047 | 2048 | 2049 | 2050 | 2051 | 2052 | 2053 | 2054 | 2055 | 2056 | 2057 | 2058 | 2059 | 2060 | 2061 | 2062 | 2063 | 2064 | 2065 | 2066 | 2067 | 2068 | 2069 | 2070
WW0004 | fraction of year |  | 0.028767 | 0.028767 | 0.028767 | 0.028767 | 0.028767 | 0.028767 | 0.028767 | 0.028767 | 0.028767 | 0.028767 | 0.028767 | 0.028767 | 0.028767 | 0.028767 | 0.028767 | 0.028767 | 0.028767 | 0.028767 | 0.028767 | 0.028767 | 0.028767 | 0.028767 | 0.028767 | 0.028767 | 0.028767 | 0.028767 | 0.028767 | 0.028767 | 0.028767 | 0.028767 | 0.028767 | 0.028767 | 0.028767 | 0.028767 | 0.028767 | 0.028767 | 0.028767 | 0.028767 | 0.028767 | 0.028767 | 0.028767 | 0.028767 | 0.028767 | 0.028767 | 0.028767 | 0.028767 | 0.028767 | 0.028767 | 0.028767 | 0.028767 | 0.028767 | 0.028767 | 0.028767 | 0.028767
WW0408 | fraction of year |  | 0.028767 | 0.028767 | 0.028767 | 0.028767 | 0.028767 | 0.028767 | 0.028767 | 0.028767 | 0.028767 | 0.028767 | 0.028767 | 0.028767 | 0.028767 | 0.028767 | 0.028767 | 0.028767 | 0.028767 | 0.028767 | 0.028767 | 0.028767 | 0.028767 | 0.028767 | 0.028767 | 0.028767 | 0.028767 | 0.028767 | 0.028767 | 0.028767 | 0.028767 | 0.028767 | 0.028767 | 0.028767 | 0.028767 | 0.028767 | 0.028767 | 0.028767 | 0.028767 | 0.028767 | 0.028767 | 0.028767 | 0.028767 | 0.028767 | 0.028767 | 0.028767 | 0.028767 | 0.028767 | 0.028767 | 0.028767 | 0.028767 | 0.028767 | 0.028767 | 0.028767 | 0.028767 | 0.028767
WW0812 | fraction of year |  | 0.028767 | 0.028767 | 0.028767 | 0.028767 | 0.028767 | 0.028767 | 0.028767 | 0.028767 | 0.028767 | 0.028767 | 0.028767 | 0.028767 | 0.028767 | 0.028767 | 0.028767 | 0.028767 | 0.028767 | 0.028767 | 0.028767 | 0.028767 | 0.028767 | 0.028767 | 0.028767 | 0.028767 | 0.028767 | 0.028767 | 0.028767 | 0.028767 | 0.028767 | 0.028767 | 0.028767 | 0.028767 | 0.028767 | 0.028767 | 0.028767 | 0.028767 | 0.028767 | 0.028767 | 0.028767 | 0.028767 | 0.028767 | 0.028767 | 0.028767 | 0.028767 | 0.028767 | 0.028767 | 0.028767 | 0.028767 | 0.028767 | 0.028767 | 0.028767 | 0.028767 | 0.028767 | 0.028767
WW1216 | fraction of year |  | 0.028767 | 0.028767 | 0.028767 | 0.028767 | 0.028767 | 0.028767 | 0.028767 | 0.028767 | 0.028767 | 0.028767 | 0.028767 | 0.028767 | 0.028767 | 0.028767 | 0.028767 | 0.028767 | 0.028767 | 0.028767 | 0.028767 | 0.028767 | 0.028767 | 0.028767 | 0.028767 | 0.028767 | 0.028767 | 0.028767 | 0.028767 | 0.028767 | 0.028767 | 0.028767 | 0.028767 | 0.028767 | 0.028767 | 0.028767 | 0.028767 | 0.028767 | 0.028767 | 0.028767 | 0.028767 | 0.028767 | 0.028767 | 0.028767 | 0.028767 | 0.028767 | 0.028767 | 0.028767 | 0.028767 | 0.028767 | 0.028767 | 0.028767 | 0.028767 | 0.028767 | 0.028767 | 0.028767
WW1620 | fraction of year |  | 0.028767 | 0.028767 | 0.028767 | 0.028767 | 0.028767 | 0.028767 | 0.028767 | 0.028767 | 0.028767 | 0.028767 | 0.028767 | 0.028767 | 0.028767 | 0.028767 | 0.028767 | 0.028767 | 0.028767 | 0.028767 | 0.028767 | 0.028767 | 0.028767 | 0.028767 | 0.028767 | 0.028767 | 0.028767 | 0.028767 | 0.028767 | 0.028767 | 0.028767 | 0.028767 | 0.028767 | 0.028767 | 0.028767 | 0.028767 | 0.028767 | 0.028767 | 0.028767 | 0.028767 | 0.028767 | 0.028767 | 0.028767 | 0.028767 | 0.028767 | 0.028767 | 0.028767 | 0.028767 | 0.028767 | 0.028767 | 0.028767 | 0.028767 | 0.028767 | 0.028767 | 0.028767 | 0.028767
WW2024 | fraction of year |  | 0.028767 | 0.028767 | 0.028767 | 0.028767 | 0.028767 | 0.028767 | 0.028767 | 0.028767 | 0.028767 | 0.028767 | 0.028767 | 0.028767 | 0.028767 | 0.028767 | 0.028767 | 0.028767 | 0.028767 | 0.028767 | 0.028767 | 0.028767 | 0.028767 | 0.028767 | 0.028767 | 0.028767 | 0.028767 | 0.028767 | 0.028767 | 0.028767 | 0.028767 | 0.028767 | 0.028767 | 0.028767 | 0.028767 | 0.028767 | 0.028767 | 0.028767 | 0.028767 | 0.028767 | 0.028767 | 0.028767 | 0.028767 | 0.028767 | 0.028767 | 0.028767 | 0.028767 | 0.028767 | 0.028767 | 0.028767 | 0.028767 | 0.028767 | 0.028767 | 0.028767 | 0.028767 | 0.028767
WH0004 | fraction of year |  | 0.012329 | 0.012329 | 0.012329 | 0.012329 | 0.012329 | 0.012329 | 0.012329 | 0.012329 | 0.012329 | 0.012329 | 0.012329 | 0.012329 | 0.012329 | 0.012329 | 0.012329 | 0.012329 | 0.012329 | 0.012329 | 0.012329 | 0.012329 | 0.012329 | 0.012329 | 0.012329 | 0.012329 | 0.012329 | 0.012329 | 0.012329 | 0.012329 | 0.012329 | 0.012329 | 0.012329 | 0.012329 | 0.012329 | 0.012329 | 0.012329 | 0.012329 | 0.012329 | 0.012329 | 0.012329 | 0.012329 | 0.012329 | 0.012329 | 0.012329 | 0.012329 | 0.012329 | 0.012329 | 0.012329 | 0.012329 | 0.012329 | 0.012329 | 0.012329 | 0.012329 | 0.012329 | 0.012329
WH0408 | fraction of year |  | 0.012329 | 0.012329 | 0.012329 | 0.012329 | 0.012329 | 0.012329 | 0.012329 | 0.012329 | 0.012329 | 0.012329 | 0.012329 | 0.012329 | 0.012329 | 0.012329 | 0.012329 | 0.012329 | 0.012329 | 0.012329 | 0.012329 | 0.012329 | 0.012329 | 0.012329 | 0.012329 | 0.012329 | 0.012329 | 0.012329 | 0.012329 | 0.012329 | 0.012329 | 0.012329 | 0.012329 | 0.012329 | 0.012329 | 0.012329 | 0.012329 | 0.012329 | 0.012329 | 0.012329 | 0.012329 | 0.012329 | 0.012329 | 0.012329 | 0.012329 | 0.012329 | 0.012329 | 0.012329 | 0.012329 | 0.012329 | 0.012329 | 0.012329 | 0.012329 | 0.012329 | 0.012329 | 0.012329
WH0812 | fraction of year |  | 0.012329 | 0.012329 | 0.012329 | 0.012329 | 0.012329 | 0.012329 | 0.012329 | 0.012329 | 0.012329 | 0.012329 | 0.012329 | 0.012329 | 0.012329 | 0.012329 | 0.012329 | 0.012329 | 0.012329 | 0.012329 | 0.012329 | 0.012329 | 0.012329 | 0.012329 | 0.012329 | 0.012329 | 0.012329 | 0.012329 | 0.012329 | 0.012329 | 0.012329 | 0.012329 | 0.012329 | 0.012329 | 0.012329 | 0.012329 | 0.012329 | 0.012329 | 0.012329 | 0.012329 | 0.012329 | 0.012329 | 0.012329 | 0.012329 | 0.012329 | 0.012329 | 0.012329 | 0.012329 | 0.012329 | 0.012329 | 0.012329 | 0.012329 | 0.012329 | 0.012329 | 0.012329 | 0.012329
WH1216 | fraction of year |  | 0.012329 | 0.012329 | 0.012329 | 0.012329 | 0.012329 | 0.012329 | 0.012329 | 0.012329 | 0.012329 | 0.012329 | 0.012329 | 0.012329 | 0.012329 | 0.012329 | 0.012329 | 0.012329 | 0.012329 | 0.012329 | 0.012329 | 0.012329 | 0.012329 | 0.012329 | 0.012329 | 0.012329 | 0.012329 | 0.012329 | 0.012329 | 0.012329 | 0.012329 | 0.012329 | 0.012329 | 0.012329 | 0.012329 | 0.012329 | 0.012329 | 0.012329 | 0.012329 | 0.012329 | 0.012329 | 0.012329 | 0.012329 | 0.012329 | 0.012329 | 0.012329 | 0.012329 | 0.012329 | 0.012329 | 0.012329 | 0.012329 | 0.012329 | 0.012329 | 0.012329 | 0.012329 | 0.012329
WH1620 | fraction of year |  | 0.012329 | 0.012329 | 0.012329 | 0.012329 | 0.012329 | 0.012329 | 0.012329 | 0.012329 | 0.012329 | 0.012329 | 0.012329 | 0.012329 | 0.012329 | 0.012329 | 0.012329 | 0.012329 | 0.012329 | 0.012329 | 0.012329 | 0.012329 | 0.012329 | 0.012329 | 0.012329 | 0.012329 | 0.012329 | 0.012329 | 0.012329 | 0.012329 | 0.012329 | 0.012329 | 0.012329 | 0.012329 | 0.012329 | 0.012329 | 0.012329 | 0.012329 | 0.012329 | 0.012329 | 0.012329 | 0.012329 | 0.012329 | 0.012329 | 0.012329 | 0.012329 | 0.012329 | 0.012329 | 0.012329 | 0.012329 | 0.012329 | 0.012329 | 0.012329 | 0.012329 | 0.012329 | 0.012329
WH2024 | fraction of year |  | 0.012329 | 0.012329 | 0.012329 | 0.012329 | 0.012329 | 0.012329 | 0.012329 | 0.012329 | 0.012329 | 0.012329 | 0.012329 | 0.012329 | 0.012329 | 0.012329 | 0.012329 | 0.012329 | 0.012329 | 0.012329 | 0.012329 | 0.012329 | 0.012329 | 0.012329 | 0.012329 | 0.012329 | 0.012329 | 0.012329 | 0.012329 | 0.012329 | 0.012329 | 0.012329 | 0.012329 | 0.012329 | 0.012329 | 0.012329 | 0.012329 | 0.012329 | 0.012329 | 0.012329 | 0.012329 | 0.012329 | 0.012329 | 0.012329 | 0.012329 | 0.012329 | 0.012329 | 0.012329 | 0.012329 | 0.012329 | 0.012329 | 0.012329 | 0.012329 | 0.012329 | 0.012329 | 0.012329
IW0004 | fraction of year |  | 0.059817 | 0.059817 | 0.059817 | 0.059817 | 0.059817 | 0.059817 | 0.059817 | 0.059817 | 0.059817 | 0.059817 | 0.059817 | 0.059817 | 0.059817 | 0.059817 | 0.059817 | 0.059817 | 0.059817 | 0.059817 | 0.059817 | 0.059817 | 0.059817 | 0.059817 | 0.059817 | 0.059817 | 0.059817 | 0.059817 | 0.059817 | 0.059817 | 0.059817 | 0.059817 | 0.059817 | 0.059817 | 0.059817 | 0.059817 | 0.059817 | 0.059817 | 0.059817 | 0.059817 | 0.059817 | 0.059817 | 0.059817 | 0.059817 | 0.059817 | 0.059817 | 0.059817 | 0.059817 | 0.059817 | 0.059817 | 0.059817 | 0.059817 | 0.059817 | 0.059817 | 0.059817 | 0.059817
IW0408 | fraction of year |  | 0.059817 | 0.059817 | 0.059817 | 0.059817 | 0.059817 | 0.059817 | 0.059817 | 0.059817 | 0.059817 | 0.059817 | 0.059817 | 0.059817 | 0.059817 | 0.059817 | 0.059817 | 0.059817 | 0.059817 | 0.059817 | 0.059817 | 0.059817 | 0.059817 | 0.059817 | 0.059817 | 0.059817 | 0.059817 | 0.059817 | 0.059817 | 0.059817 | 0.059817 | 0.059817 | 0.059817 | 0.059817 | 0.059817 | 0.059817 | 0.059817 | 0.059817 | 0.059817 | 0.059817 | 0.059817 | 0.059817 | 0.059817 | 0.059817 | 0.059817 | 0.059817 | 0.059817 | 0.059817 | 0.059817 | 0.059817 | 0.059817 | 0.059817 | 0.059817 | 0.059817 | 0.059817 | 0.059817
IW0812 | fraction of year |  | 0.059817 | 0.059817 | 0.059817 | 0.059817 | 0.059817 | 0.059817 | 0.059817 | 0.059817 | 0.059817 | 0.059817 | 0.059817 | 0.059817 | 0.059817 | 0.059817 | 0.059817 | 0.059817 | 0.059817 | 0.059817 | 0.059817 | 0.059817 | 0.059817 | 0.059817 | 0.059817 | 0.059817 | 0.059817 | 0.059817 | 0.059817 | 0.059817 | 0.059817 | 0.059817 | 0.059817 | 0.059817 | 0.059817 | 0.059817 | 0.059817 | 0.059817 | 0.059817 | 0.059817 | 0.059817 | 0.059817 | 0.059817 | 0.059817 | 0.059817 | 0.059817 | 0.059817 | 0.059817 | 0.059817 | 0.059817 | 0.059817 | 0.059817 | 0.059817 | 0.059817 | 0.059817 | 0.059817
IW1216 | fraction of year |  | 0.059817 | 0.059817 | 0.059817 | 0.059817 | 0.059817 | 0.059817 | 0.059817 | 0.059817 | 0.059817 | 0.059817 | 0.059817 | 0.059817 | 0.059817 | 0.059817 | 0.059817 | 0.059817 | 0.059817 | 0.059817 | 0.059817 | 0.059817 | 0.059817 | 0.059817 | 0.059817 | 0.059817 | 0.059817 | 0.059817 | 0.059817 | 0.059817 | 0.059817 | 0.059817 | 0.059817 | 0.059817 | 0.059817 | 0.059817 | 0.059817 | 0.059817 | 0.059817 | 0.059817 | 0.059817 | 0.059817 | 0.059817 | 0.059817 | 0.059817 | 0.059817 | 0.059817 | 0.059817 | 0.059817 | 0.059817 | 0.059817 | 0.059817 | 0.059817 | 0.059817 | 0.059817 | 0.059817
IW1620 | fraction of year |  | 0.059817 | 0.059817 | 0.059817 | 0.059817 | 0.059817 | 0.059817 | 0.059817 | 0.059817 | 0.059817 | 0.059817 | 0.059817 | 0.059817 | 0.059817 | 0.059817 | 0.059817 | 0.059817 | 0.059817 | 0.059817 | 0.059817 | 0.059817 | 0.059817 | 0.059817 | 0.059817 | 0.059817 | 0.059817 | 0.059817 | 0.059817 | 0.059817 | 0.059817 | 0.059817 | 0.059817 | 0.059817 | 0.059817 | 0.059817 | 0.059817 | 0.059817 | 0.059817 | 0.059817 | 0.059817 | 0.059817 | 0.059817 | 0.059817 | 0.059817 | 0.059817 | 0.059817 | 0.059817 | 0.059817 | 0.059817 | 0.059817 | 0.059817 | 0.059817 | 0.059817 | 0.059817 | 0.059817
IW2024 | fraction of year |  | 0.059817 | 0.059817 | 0.059817 | 0.059817 | 0.059817 | 0.059817 | 0.059817 | 0.059817 | 0.059817 | 0.059817 | 0.059817 | 0.059817 | 0.059817 | 0.059817 | 0.059817 | 0.059817 | 0.059817 | 0.059817 | 0.059817 | 0.059817 | 0.059817 | 0.059817 | 0.059817 | 0.059817 | 0.059817 | 0.059817 | 0.059817 | 0.059817 | 0.059817 | 0.059817 | 0.059817 | 0.059817 | 0.059817 | 0.059817 | 0.059817 | 0.059817 | 0.059817 | 0.059817 | 0.059817 | 0.059817 | 0.059817 | 0.059817 | 0.059817 | 0.059817 | 0.059817 | 0.059817 | 0.059817 | 0.059817 | 0.059817 | 0.059817 | 0.059817 | 0.059817 | 0.059817 | 0.059817
IH0004 | fraction of year |  | 0.023744 | 0.023744 | 0.023744 | 0.023744 | 0.023744 | 0.023744 | 0.023744 | 0.023744 | 0.023744 | 0.023744 | 0.023744 | 0.023744 | 0.023744 | 0.023744 | 0.023744 | 0.023744 | 0.023744 | 0.023744 | 0.023744 | 0.023744 | 0.023744 | 0.023744 | 0.023744 | 0.023744 | 0.023744 | 0.023744 | 0.023744 | 0.023744 | 0.023744 | 0.023744 | 0.023744 | 0.023744 | 0.023744 | 0.023744 | 0.023744 | 0.023744 | 0.023744 | 0.023744 | 0.023744 | 0.023744 | 0.023744 | 0.023744 | 0.023744 | 0.023744 | 0.023744 | 0.023744 | 0.023744 | 0.023744 | 0.023744 | 0.023744 | 0.023744 | 0.023744 | 0.023744 | 0.023744
IH0408 | fraction of year |  | 0.023744 | 0.023744 | 0.023744 | 0.023744 | 0.023744 | 0.023744 | 0.023744 | 0.023744 | 0.023744 | 0.023744 | 0.023744 | 0.023744 | 0.023744 | 0.023744 | 0.023744 | 0.023744 | 0.023744 | 0.023744 | 0.023744 | 0.023744 | 0.023744 | 0.023744 | 0.023744 | 0.023744 | 0.023744 | 0.023744 | 0.023744 | 0.023744 | 0.023744 | 0.023744 | 0.023744 | 0.023744 | 0.023744 | 0.023744 | 0.023744 | 0.023744 | 0.023744 | 0.023744 | 0.023744 | 0.023744 | 0.023744 | 0.023744 | 0.023744 | 0.023744 | 0.023744 | 0.023744 | 0.023744 | 0.023744 | 0.023744 | 0.023744 | 0.023744 | 0.023744 | 0.023744 | 0.023744
IH0812 | fraction of year |  | 0.023744 | 0.023744 | 0.023744 | 0.023744 | 0.023744 | 0.023744 | 0.023744 | 0.023744 | 0.023744 | 0.023744 | 0.023744 | 0.023744 | 0.023744 | 0.023744 | 0.023744 | 0.023744 | 0.023744 | 0.023744 | 0.023744 | 0.023744 | 0.023744 | 0.023744 | 0.023744 | 0.023744 | 0.023744 | 0.023744 | 0.023744 | 0.023744 | 0.023744 | 0.023744 | 0.023744 | 0.023744 | 0.023744 | 0.023744 | 0.023744 | 0.023744 | 0.023744 | 0.023744 | 0.023744 | 0.023744 | 0.023744 | 0.023744 | 0.023744 | 0.023744 | 0.023744 | 0.023744 | 0.023744 | 0.023744 | 0.023744 | 0.023744 | 0.023744 | 0.023744 | 0.023744 | 0.023744
IH1216 | fraction of year |  | 0.023744 | 0.023744 | 0.023744 | 0.023744 | 0.023744 | 0.023744 | 0.023744 | 0.023744 | 0.023744 | 0.023744 | 0.023744 | 0.023744 | 0.023744 | 0.023744 | 0.023744 | 0.023744 | 0.023744 | 0.023744 | 0.023744 | 0.023744 | 0.023744 | 0.023744 | 0.023744 | 0.023744 | 0.023744 | 0.023744 | 0.023744 | 0.023744 | 0.023744 | 0.023744 | 0.023744 | 0.023744 | 0.023744 | 0.023744 | 0.023744 | 0.023744 | 0.023744 | 0.023744 | 0.023744 | 0.023744 | 0.023744 | 0.023744 | 0.023744 | 0.023744 | 0.023744 | 0.023744 | 0.023744 | 0.023744 | 0.023744 | 0.023744 | 0.023744 | 0.023744 | 0.023744 | 0.023744
IH1620 | fraction of year |  | 0.023744 | 0.023744 | 0.023744 | 0.023744 | 0.023744 | 0.023744 | 0.023744 | 0.023744 | 0.023744 | 0.023744 | 0.023744 | 0.023744 | 0.023744 | 0.023744 | 0.023744 | 0.023744 | 0.023744 | 0.023744 | 0.023744 | 0.023744 | 0.023744 | 0.023744 | 0.023744 | 0.023744 | 0.023744 | 0.023744 | 0.023744 | 0.023744 | 0.023744 | 0.023744 | 0.023744 | 0.023744 | 0.023744 | 0.023744 | 0.023744 | 0.023744 | 0.023744 | 0.023744 | 0.023744 | 0.023744 | 0.023744 | 0.023744 | 0.023744 | 0.023744 | 0.023744 | 0.023744 | 0.023744 | 0.023744 | 0.023744 | 0.023744 | 0.023744 | 0.023744 | 0.023744 | 0.023744
IH2024 | fraction of year |  | 0.023744 | 0.023744 | 0.023744 | 0.023744 | 0.023744 | 0.023744 | 0.023744 | 0.023744 | 0.023744 | 0.023744 | 0.023744 | 0.023744 | 0.023744 | 0.023744 | 0.023744 | 0.023744 | 0.023744 | 0.023744 | 0.023744 | 0.023744 | 0.023744 | 0.023744 | 0.023744 | 0.023744 | 0.023744 | 0.023744 | 0.023744 | 0.023744 | 0.023744 | 0.023744 | 0.023744 | 0.023744 | 0.023744 | 0.023744 | 0.023744 | 0.023744 | 0.023744 | 0.023744 | 0.023744 | 0.023744 | 0.023744 | 0.023744 | 0.023744 | 0.023744 | 0.023744 | 0.023744 | 0.023744 | 0.023744 | 0.023744 | 0.023744 | 0.023744 | 0.023744 | 0.023744 | 0.023744
SW0004 | fraction of year |  | 0.030137 | 0.030137 | 0.030137 | 0.030137 | 0.030137 | 0.030137 | 0.030137 | 0.030137 | 0.030137 | 0.030137 | 0.030137 | 0.030137 | 0.030137 | 0.030137 | 0.030137 | 0.030137 | 0.030137 | 0.030137 | 0.030137 | 0.030137 | 0.030137 | 0.030137 | 0.030137 | 0.030137 | 0.030137 | 0.030137 | 0.030137 | 0.030137 | 0.030137 | 0.030137 | 0.030137 | 0.030137 | 0.030137 | 0.030137 | 0.030137 | 0.030137 | 0.030137 | 0.030137 | 0.030137 | 0.030137 | 0.030137 | 0.030137 | 0.030137 | 0.030137 | 0.030137 | 0.030137 | 0.030137 | 0.030137 | 0.030137 | 0.030137 | 0.030137 | 0.030137 | 0.030137 | 0.030137
SW0408 | fraction of year |  | 0.030137 | 0.030137 | 0.030137 | 0.030137 | 0.030137 | 0.030137 | 0.030137 | 0.030137 | 0.030137 | 0.030137 | 0.030137 | 0.030137 | 0.030137 | 0.030137 | 0.030137 | 0.030137 | 0.030137 | 0.030137 | 0.030137 | 0.030137 | 0.030137 | 0.030137 | 0.030137 | 0.030137 | 0.030137 | 0.030137 | 0.030137 | 0.030137 | 0.030137 | 0.030137 | 0.030137 | 0.030137 | 0.030137 | 0.030137 | 0.030137 | 0.030137 | 0.030137 | 0.030137 | 0.030137 | 0.030137 | 0.030137 | 0.030137 | 0.030137 | 0.030137 | 0.030137 | 0.030137 | 0.030137 | 0.030137 | 0.030137 | 0.030137 | 0.030137 | 0.030137 | 0.030137 | 0.030137
SW0812 | fraction of year |  | 0.030137 | 0.030137 | 0.030137 | 0.030137 | 0.030137 | 0.030137 | 0.030137 | 0.030137 | 0.030137 | 0.030137 | 0.030137 | 0.030137 | 0.030137 | 0.030137 | 0.030137 | 0.030137 | 0.030137 | 0.030137 | 0.030137 | 0.030137 | 0.030137 | 0.030137 | 0.030137 | 0.030137 | 0.030137 | 0.030137 | 0.030137 | 0.030137 | 0.030137 | 0.030137 | 0.030137 | 0.030137 | 0.030137 | 0.030137 | 0.030137 | 0.030137 | 0.030137 | 0.030137 | 0.030137 | 0.030137 | 0.030137 | 0.030137 | 0.030137 | 0.030137 | 0.030137 | 0.030137 | 0.030137 | 0.030137 | 0.030137 | 0.030137 | 0.030137 | 0.030137 | 0.030137 | 0.030137
SW1216 | fraction of year |  | 0.030137 | 0.030137 | 0.030137 | 0.030137 | 0.030137 | 0.030137 | 0.030137 | 0.030137 | 0.030137 | 0.030137 | 0.030137 | 0.030137 | 0.030137 | 0.030137 | 0.030137 | 0.030137 | 0.030137 | 0.030137 | 0.030137 | 0.030137 | 0.030137 | 0.030137 | 0.030137 | 0.030137 | 0.030137 | 0.030137 | 0.030137 | 0.030137 | 0.030137 | 0.030137 | 0.030137 | 0.030137 | 0.030137 | 0.030137 | 0.030137 | 0.030137 | 0.030137 | 0.030137 | 0.030137 | 0.030137 | 0.030137 | 0.030137 | 0.030137 | 0.030137 | 0.030137 | 0.030137 | 0.030137 | 0.030137 | 0.030137 | 0.030137 | 0.030137 | 0.030137 | 0.030137 | 0.030137
SW1620 | fraction of year |  | 0.030137 | 0.030137 | 0.030137 | 0.030137 | 0.030137 | 0.030137 | 0.030137 | 0.030137 | 0.030137 | 0.030137 | 0.030137 | 0.030137 | 0.030137 | 0.030137 | 0.030137 | 0.030137 | 0.030137 | 0.030137 | 0.030137 | 0.030137 | 0.030137 | 0.030137 | 0.030137 | 0.030137 | 0.030137 | 0.030137 | 0.030137 | 0.030137 | 0.030137 | 0.030137 | 0.030137 | 0.030137 | 0.030137 | 0.030137 | 0.030137 | 0.030137 | 0.030137 | 0.030137 | 0.030137 | 0.030137 | 0.030137 | 0.030137 | 0.030137 | 0.030137 | 0.030137 | 0.030137 | 0.030137 | 0.030137 | 0.030137 | 0.030137 | 0.030137 | 0.030137 | 0.030137 | 0.030137
SW2024 | fraction of year |  | 0.030137 | 0.030137 | 0.030137 | 0.030137 | 0.030137 | 0.030137 | 0.030137 | 0.030137 | 0.030137 | 0.030137 | 0.030137 | 0.030137 | 0.030137 | 0.030137 | 0.030137 | 0.030137 | 0.030137 | 0.030137 | 0.030137 | 0.030137 | 0.030137 | 0.030137 | 0.030137 | 0.030137 | 0.030137 | 0.030137 | 0.030137 | 0.030137 | 0.030137 | 0.030137 | 0.030137 | 0.030137 | 0.030137 | 0.030137 | 0.030137 | 0.030137 | 0.030137 | 0.030137 | 0.030137 | 0.030137 | 0.030137 | 0.030137 | 0.030137 | 0.030137 | 0.030137 | 0.030137 | 0.030137 | 0.030137 | 0.030137 | 0.030137 | 0.030137 | 0.030137 | 0.030137 | 0.030137
SH0004 | fraction of year |  | 0.011872 | 0.011872 | 0.011872 | 0.011872 | 0.011872 | 0.011872 | 0.011872 | 0.011872 | 0.011872 | 0.011872 | 0.011872 | 0.011872 | 0.011872 | 0.011872 | 0.011872 | 0.011872 | 0.011872 | 0.011872 | 0.011872 | 0.011872 | 0.011872 | 0.011872 | 0.011872 | 0.011872 | 0.011872 | 0.011872 | 0.011872 | 0.011872 | 0.011872 | 0.011872 | 0.011872 | 0.011872 | 0.011872 | 0.011872 | 0.011872 | 0.011872 | 0.011872 | 0.011872 | 0.011872 | 0.011872 | 0.011872 | 0.011872 | 0.011872 | 0.011872 | 0.011872 | 0.011872 | 0.011872 | 0.011872 | 0.011872 | 0.011872 | 0.011872 | 0.011872 | 0.011872 | 0.011872
SH0408 | fraction of year |  | 0.011872 | 0.011872 | 0.011872 | 0.011872 | 0.011872 | 0.011872 | 0.011872 | 0.011872 | 0.011872 | 0.011872 | 0.011872 | 0.011872 | 0.011872 | 0.011872 | 0.011872 | 0.011872 | 0.011872 | 0.011872 | 0.011872 | 0.011872 | 0.011872 | 0.011872 | 0.011872 | 0.011872 | 0.011872 | 0.011872 | 0.011872 | 0.011872 | 0.011872 | 0.011872 | 0.011872 | 0.011872 | 0.011872 | 0.011872 | 0.011872 | 0.011872 | 0.011872 | 0.011872 | 0.011872 | 0.011872 | 0.011872 | 0.011872 | 0.011872 | 0.011872 | 0.011872 | 0.011872 | 0.011872 | 0.011872 | 0.011872 | 0.011872 | 0.011872 | 0.011872 | 0.011872 | 0.011872
SH0812 | fraction of year |  | 0.011872 | 0.011872 | 0.011872 | 0.011872 | 0.011872 | 0.011872 | 0.011872 | 0.011872 | 0.011872 | 0.011872 | 0.011872 | 0.011872 | 0.011872 | 0.011872 | 0.011872 | 0.011872 | 0.011872 | 0.011872 | 0.011872 | 0.011872 | 0.011872 | 0.011872 | 0.011872 | 0.011872 | 0.011872 | 0.011872 | 0.011872 | 0.011872 | 0.011872 | 0.011872 | 0.011872 | 0.011872 | 0.011872 | 0.011872 | 0.011872 | 0.011872 | 0.011872 | 0.011872 | 0.011872 | 0.011872 | 0.011872 | 0.011872 | 0.011872 | 0.011872 | 0.011872 | 0.011872 | 0.011872 | 0.011872 | 0.011872 | 0.011872 | 0.011872 | 0.011872 | 0.011872 | 0.011872
SH1216 | fraction of year |  | 0.011872 | 0.011872 | 0.011872 | 0.011872 | 0.011872 | 0.011872 | 0.011872 | 0.011872 | 0.011872 | 0.011872 | 0.011872 | 0.011872 | 0.011872 | 0.011872 | 0.011872 | 0.011872 | 0.011872 | 0.011872 | 0.011872 | 0.011872 | 0.011872 | 0.011872 | 0.011872 | 0.011872 | 0.011872 | 0.011872 | 0.011872 | 0.011872 | 0.011872 | 0.011872 | 0.011872 | 0.011872 | 0.011872 | 0.011872 | 0.011872 | 0.011872 | 0.011872 | 0.011872 | 0.011872 | 0.011872 | 0.011872 | 0.011872 | 0.011872 | 0.011872 | 0.011872 | 0.011872 | 0.011872 | 0.011872 | 0.011872 | 0.011872 | 0.011872 | 0.011872 | 0.011872 | 0.011872
SH1620 | fraction of year |  | 0.011872 | 0.011872 | 0.011872 | 0.011872 | 0.011872 | 0.011872 | 0.011872 | 0.011872 | 0.011872 | 0.011872 | 0.011872 | 0.011872 | 0.011872 | 0.011872 | 0.011872 | 0.011872 | 0.011872 | 0.011872 | 0.011872 | 0.011872 | 0.011872 | 0.011872 | 0.011872 | 0.011872 | 0.011872 | 0.011872 | 0.011872 | 0.011872 | 0.011872 | 0.011872 | 0.011872 | 0.011872 | 0.011872 | 0.011872 | 0.011872 | 0.011872 | 0.011872 | 0.011872 | 0.011872 | 0.011872 | 0.011872 | 0.011872 | 0.011872 | 0.011872 | 0.011872 | 0.011872 | 0.011872 | 0.011872 | 0.011872 | 0.011872 | 0.011872 | 0.011872 | 0.011872 | 0.011872
SH2024 | fraction of year |  | 0.011872 | 0.011872 | 0.011872 | 0.011872 | 0.011872 | 0.011872 | 0.011872 | 0.011872 | 0.011872 | 0.011872 | 0.011872 | 0.011872 | 0.011872 | 0.011872 | 0.011872 | 0.011872 | 0.011872 | 0.011872 | 0.011872 | 0.011872 | 0.011872 | 0.011872 | 0.011872 | 0.011872 | 0.011872 | 0.011872 | 0.011872 | 0.011872 | 0.011872 | 0.011872 | 0.011872 | 0.011872 | 0.011872 | 0.011872 | 0.011872 | 0.011872 | 0.011872 | 0.011872 | 0.011872 | 0.011872 | 0.011872 | 0.011872 | 0.011872 | 0.011872 | 0.011872 | 0.011872 | 0.011872 | 0.011872 | 0.011872 | 0.011872 | 0.011872 | 0.011872 | 0.011872 | 0.011872

## SEASON
VALUE
1
2
3

## DAYTYPE
VALUE
1
2

## DAILYTIMEBRACKET
VALUE
1
2
3
4
5
6

## Conversionld
TIMESLICE | DAYTYPE | VALUE
WW0004 | 1 | 1
WW0408 | 1 | 1
WW0812 | 1 | 1
WW1216 | 1 | 1
WW1620 | 1 | 1
WW2024 | 1 | 1
WH0004 | 2 | 1
WH0408 | 2 | 1
WH0812 | 2 | 1
WH1216 | 2 | 1
WH1620 | 2 | 1
WH2024 | 2 | 1
IW0004 | 1 | 1
IW0408 | 1 | 1
IW0812 | 1 | 1
IW1216 | 1 | 1
IW1620 | 1 | 1
IW2024 | 1 | 1
IH0004 | 2 | 1
IH0408 | 2 | 1
IH0812 | 2 | 1
IH1216 | 2 | 1
IH1620 | 2 | 1
IH2024 | 2 | 1
SW0004 | 1 | 1
SW0408 | 1 | 1
SW0812 | 1 | 1
SW1216 | 1 | 1
SW1620 | 1 | 1
SW2024 | 1 | 1
SH0004 | 2 | 1
SH0408 | 2 | 1
SH0812 | 2 | 1
SH1216 | 2 | 1
SH1620 | 2 | 1
SH2024 | 2 | 1

## Conversionlh
TIMESLICE | DAILYTIMEBRACKET | VALUE
WW0004 | 1 | 1
WW0408 | 2 | 1
WW0812 | 3 | 1
WW1216 | 4 | 1
WW1620 | 5 | 1
WW2024 | 6 | 1
WH0004 | 1 | 1
WH0408 | 2 | 1
WH0812 | 3 | 1
WH1216 | 4 | 1
WH1620 | 5 | 1
WH2024 | 6 | 1
IW0004 | 1 | 1
IW0408 | 2 | 1
IW0812 | 3 | 1
IW1216 | 4 | 1
IW1620 | 5 | 1
IW2024 | 6 | 1
IH0004 | 1 | 1
IH0408 | 2 | 1
IH0812 | 3 | 1
IH1216 | 4 | 1
IH1620 | 5 | 1
IH2024 | 6 | 1
SW0004 | 1 | 1
SW0408 | 2 | 1
SW0812 | 3 | 1
SW1216 | 4 | 1
SW1620 | 5 | 1
SW2024 | 6 | 1
SH0004 | 1 | 1
SH0408 | 2 | 1
SH0812 | 3 | 1
SH1216 | 4 | 1
SH1620 | 5 | 1
SH2024 | 6 | 1

## Conversionls
TIMESLICE | SEASON | VALUE
WW0004 | 1 | 1
WW0408 | 1 | 1
WW0812 | 1 | 1
WW1216 | 1 | 1
WW1620 | 1 | 1
WW2024 | 1 | 1
WH0004 | 1 | 1
WH0408 | 1 | 1
WH0812 | 1 | 1
WH1216 | 1 | 1
WH1620 | 1 | 1
WH2024 | 1 | 1
IW0004 | 2 | 1
IW0408 | 2 | 1
IW0812 | 2 | 1
IW1216 | 2 | 1
IW1620 | 2 | 1
IW2024 | 2 | 1
IH0004 | 2 | 1
IH0408 | 2 | 1
IH0812 | 2 | 1
IH1216 | 2 | 1
IH1620 | 2 | 1
IH2024 | 2 | 1
SW0004 | 3 | 1
SW0408 | 3 | 1
SW0812 | 3 | 1
SW1216 | 3 | 1
SW1620 | 3 | 1
SW2024 | 3 | 1
SH0004 | 3 | 1
SH0408 | 3 | 1
SH0812 | 3 | 1
SH1216 | 3 | 1
SH1620 | 3 | 1
SH2024 | 3 | 1

## DaysInDayType
SEASON | DAYTYPE | UNITS | NOTES | 2017 | 2018 | 2019 | 2020 | 2021 | 2022 | 2023 | 2024 | 2025 | 2026 | 2027 | 2028 | 2029 | 2030 | 2031 | 2032 | 2033 | 2034 | 2035 | 2036 | 2037 | 2038 | 2039 | 2040 | 2041 | 2042 | 2043 | 2044 | 2045 | 2046 | 2047 | 2048 | 2049 | 2050 | 2051 | 2052 | 2053 | 2054 | 2055 | 2056 | 2057 | 2058 | 2059 | 2060 | 2061 | 2062 | 2063 | 2064 | 2065 | 2066 | 2067 | 2068 | 2069 | 2070
1 | 1 |  |  | 5 | 5 | 5 | 5 | 5 | 5 | 5 | 5 | 5 | 5 | 5 | 5 | 5 | 5 | 5 | 5 | 5 | 5 | 5 | 5 | 5 | 5 | 5 | 5 | 5 | 5 | 5 | 5 | 5 | 5 | 5 | 5 | 5 | 5 | 5 | 5 | 5 | 5 | 5 | 5 | 5 | 5 | 5 | 5 | 5 | 5 | 5 | 5 | 5 | 5 | 5 | 5 | 5 | 5
2 | 1 |  |  | 5 | 5 | 5 | 5 | 5 | 5 | 5 | 5 | 5 | 5 | 5 | 5 | 5 | 5 | 5 | 5 | 5 | 5 | 5 | 5 | 5 | 5 | 5 | 5 | 5 | 5 | 5 | 5 | 5 | 5 | 5 | 5 | 5 | 5 | 5 | 5 | 5 | 5 | 5 | 5 | 5 | 5 | 5 | 5 | 5 | 5 | 5 | 5 | 5 | 5 | 5 | 5 | 5 | 5
3 | 1 |  |  | 5 | 5 | 5 | 5 | 5 | 5 | 5 | 5 | 5 | 5 | 5 | 5 | 5 | 5 | 5 | 5 | 5 | 5 | 5 | 5 | 5 | 5 | 5 | 5 | 5 | 5 | 5 | 5 | 5 | 5 | 5 | 5 | 5 | 5 | 5 | 5 | 5 | 5 | 5 | 5 | 5 | 5 | 5 | 5 | 5 | 5 | 5 | 5 | 5 | 5 | 5 | 5 | 5 | 5
1 | 2 |  |  | 2 | 2 | 2 | 2 | 2 | 2 | 2 | 2 | 2 | 2 | 2 | 2 | 2 | 2 | 2 | 2 | 2 | 2 | 2 | 2 | 2 | 2 | 2 | 2 | 2 | 2 | 2 | 2 | 2 | 2 | 2 | 2 | 2 | 2 | 2 | 2 | 2 | 2 | 2 | 2 | 2 | 2 | 2 | 2 | 2 | 2 | 2 | 2 | 2 | 2 | 2 | 2 | 2 | 2
2 | 2 |  |  | 2 | 2 | 2 | 2 | 2 | 2 | 2 | 2 | 2 | 2 | 2 | 2 | 2 | 2 | 2 | 2 | 2 | 2 | 2 | 2 | 2 | 2 | 2 | 2 | 2 | 2 | 2 | 2 | 2 | 2 | 2 | 2 | 2 | 2 | 2 | 2 | 2 | 2 | 2 | 2 | 2 | 2 | 2 | 2 | 2 | 2 | 2 | 2 | 2 | 2 | 2 | 2 | 2 | 2
3 | 2 |  |  | 2 | 2 | 2 | 2 | 2 | 2 | 2 | 2 | 2 | 2 | 2 | 2 | 2 | 2 | 2 | 2 | 2 | 2 | 2 | 2 | 2 | 2 | 2 | 2 | 2 | 2 | 2 | 2 | 2 | 2 | 2 | 2 | 2 | 2 | 2 | 2 | 2 | 2 | 2 | 2 | 2 | 2 | 2 | 2 | 2 | 2 | 2 | 2 | 2 | 2 | 2 | 2 | 2 | 2

## DaySplit
DAILYTIMEBRACKET | UNITS | NOTES | 2017 | 2018 | 2019 | 2020 | 2021 | 2022 | 2023 | 2024 | 2025 | 2026 | 2027 | 2028 | 2029 | 2030 | 2031 | 2032 | 2033 | 2034 | 2035 | 2036 | 2037 | 2038 | 2039 | 2040 | 2041 | 2042 | 2043 | 2044 | 2045 | 2046 | 2047 | 2048 | 2049 | 2050 | 2051 | 2052 | 2053 | 2054 | 2055 | 2056 | 2057 | 2058 | 2059 | 2060 | 2061 | 2062 | 2063 | 2064 | 2065 | 2066 | 2067 | 2068 | 2069 | 2070
1 | fraction of year | 4 hrs | 0.00045662 | 0.00045662 | 0.00045662 | 0.00045662 | 0.00045662 | 0.00045662 | 0.00045662 | 0.00045662 | 0.00045662 | 0.00045662 | 0.00045662 | 0.00045662 | 0.00045662 | 0.00045662 | 0.00045662 | 0.00045662 | 0.00045662 | 0.00045662 | 0.00045662 | 0.00045662 | 0.00045662 | 0.00045662 | 0.00045662 | 0.00045662 | 0.00045662 | 0.00045662 | 0.00045662 | 0.00045662 | 0.00045662 | 0.00045662 | 0.00045662 | 0.00045662 | 0.00045662 | 0.00045662 | 0.00045662 | 0.00045662 | 0.00045662 | 0.00045662 | 0.00045662 | 0.00045662 | 0.00045662 | 0.00045662 | 0.00045662 | 0.00045662 | 0.00045662 | 0.00045662 | 0.00045662 | 0.00045662 | 0.00045662 | 0.00045662 | 0.00045662 | 0.00045662 | 0.00045662 | 0.00045662
2 | fraction of year | 4 hrs | 0.00045662 | 0.00045662 | 0.00045662 | 0.00045662 | 0.00045662 | 0.00045662 | 0.00045662 | 0.00045662 | 0.00045662 | 0.00045662 | 0.00045662 | 0.00045662 | 0.00045662 | 0.00045662 | 0.00045662 | 0.00045662 | 0.00045662 | 0.00045662 | 0.00045662 | 0.00045662 | 0.00045662 | 0.00045662 | 0.00045662 | 0.00045662 | 0.00045662 | 0.00045662 | 0.00045662 | 0.00045662 | 0.00045662 | 0.00045662 | 0.00045662 | 0.00045662 | 0.00045662 | 0.00045662 | 0.00045662 | 0.00045662 | 0.00045662 | 0.00045662 | 0.00045662 | 0.00045662 | 0.00045662 | 0.00045662 | 0.00045662 | 0.00045662 | 0.00045662 | 0.00045662 | 0.00045662 | 0.00045662 | 0.00045662 | 0.00045662 | 0.00045662 | 0.00045662 | 0.00045662 | 0.00045662
3 | fraction of year | 4 hrs | 0.00045662 | 0.00045662 | 0.00045662 | 0.00045662 | 0.00045662 | 0.00045662 | 0.00045662 | 0.00045662 | 0.00045662 | 0.00045662 | 0.00045662 | 0.00045662 | 0.00045662 | 0.00045662 | 0.00045662 | 0.00045662 | 0.00045662 | 0.00045662 | 0.00045662 | 0.00045662 | 0.00045662 | 0.00045662 | 0.00045662 | 0.00045662 | 0.00045662 | 0.00045662 | 0.00045662 | 0.00045662 | 0.00045662 | 0.00045662 | 0.00045662 | 0.00045662 | 0.00045662 | 0.00045662 | 0.00045662 | 0.00045662 | 0.00045662 | 0.00045662 | 0.00045662 | 0.00045662 | 0.00045662 | 0.00045662 | 0.00045662 | 0.00045662 | 0.00045662 | 0.00045662 | 0.00045662 | 0.00045662 | 0.00045662 | 0.00045662 | 0.00045662 | 0.00045662 | 0.00045662 | 0.00045662
4 | fraction of year | 4 hrs | 0.00045662 | 0.00045662 | 0.00045662 | 0.00045662 | 0.00045662 | 0.00045662 | 0.00045662 | 0.00045662 | 0.00045662 | 0.00045662 | 0.00045662 | 0.00045662 | 0.00045662 | 0.00045662 | 0.00045662 | 0.00045662 | 0.00045662 | 0.00045662 | 0.00045662 | 0.00045662 | 0.00045662 | 0.00045662 | 0.00045662 | 0.00045662 | 0.00045662 | 0.00045662 | 0.00045662 | 0.00045662 | 0.00045662 | 0.00045662 | 0.00045662 | 0.00045662 | 0.00045662 | 0.00045662 | 0.00045662 | 0.00045662 | 0.00045662 | 0.00045662 | 0.00045662 | 0.00045662 | 0.00045662 | 0.00045662 | 0.00045662 | 0.00045662 | 0.00045662 | 0.00045662 | 0.00045662 | 0.00045662 | 0.00045662 | 0.00045662 | 0.00045662 | 0.00045662 | 0.00045662 | 0.00045662
5 | fraction of year | 4 hrs | 0.00045662 | 0.00045662 | 0.00045662 | 0.00045662 | 0.00045662 | 0.00045662 | 0.00045662 | 0.00045662 | 0.00045662 | 0.00045662 | 0.00045662 | 0.00045662 | 0.00045662 | 0.00045662 | 0.00045662 | 0.00045662 | 0.00045662 | 0.00045662 | 0.00045662 | 0.00045662 | 0.00045662 | 0.00045662 | 0.00045662 | 0.00045662 | 0.00045662 | 0.00045662 | 0.00045662 | 0.00045662 | 0.00045662 | 0.00045662 | 0.00045662 | 0.00045662 | 0.00045662 | 0.00045662 | 0.00045662 | 0.00045662 | 0.00045662 | 0.00045662 | 0.00045662 | 0.00045662 | 0.00045662 | 0.00045662 | 0.00045662 | 0.00045662 | 0.00045662 | 0.00045662 | 0.00045662 | 0.00045662 | 0.00045662 | 0.00045662 | 0.00045662 | 0.00045662 | 0.00045662 | 0.00045662
6 | fraction of year | 4 hrs | 0.00045662 | 0.00045662 | 0.00045662 | 0.00045662 | 0.00045662 | 0.00045662 | 0.00045662 | 0.00045662 | 0.00045662 | 0.00045662 | 0.00045662 | 0.00045662 | 0.00045662 | 0.00045662 | 0.00045662 | 0.00045662 | 0.00045662 | 0.00045662 | 0.00045662 | 0.00045662 | 0.00045662 | 0.00045662 | 0.00045662 | 0.00045662 | 0.00045662 | 0.00045662 | 0.00045662 | 0.00045662 | 0.00045662 | 0.00045662 | 0.00045662 | 0.00045662 | 0.00045662 | 0.00045662 | 0.00045662 | 0.00045662 | 0.00045662 | 0.00045662 | 0.00045662 | 0.00045662 | 0.00045662 | 0.00045662 | 0.00045662 | 0.00045662 | 0.00045662 | 0.00045662 | 0.00045662 | 0.00045662 | 0.00045662 | 0.00045662 | 0.00045662 | 0.00045662 | 0.00045662 | 0.00045662

## DiscountRate
REGION | TECHNOLOGY | VALUE

## FUEL
VALUE | UNITS | NOTES
17_electricity | PJ | Electricity (for transmission)
17_electricity_gen | PJ | Electricity (Generation)
17_electricity_Dx | PJ | Electricity (End use)
17_electricity_own | PJ | Electricity (Own use)
17_electricity_loss | PJ | Electricity (Transmission losses)
17_electricity_imports | PJ | Electricity imports
17_electricity_exports | PJ | Electricity exports
17_electricity_PV | PJ | Electricity from Solar PV
18_heat | PJ | Heat (Production)
18_heat_Dx | PJ | Heat (End use)
18_heat_own | PJ | Heat (Own use)
18_heat_loss | PJ | Heat (Transmission losses)
01_x_thermal_coal | PJ | Thermal coal
01_05_lignite | PJ | Lignite
02_coal_products | PJ | Coal products
07_07_gas_diesel_oil | PJ | Diesel
07_08_fuel_oil | PJ | Fuel oil
07_x_other_petroleum_products | PJ | All other petroleum products
08_01_natural_gas | PJ | Natural Gas
08_01_natural_gas_CCS | PJ | Natural Gas for POW with CCS
09_nuclear | PJ | Uranium
10_hydro | PJ | Hydro
11_geothermal | PJ | Geothermal
12_solar | PJ | Solar (other than PV)
12_01_of_which_photovoltaics | PJ | Solar Utility levels + Solar PV Demand side - EGEDA definition
14_wind | PJ | Wind
15_solid_biomass | PJ | Solid biomass
16_others | PJ | Other fuels
16_x_hydrogen | PJ | Hydrogen

## TECHNOLOGY
VALUE | UNITS | NOTES | EDIT - nemo
POW_Coal_PP | GW | Existing Power Plants tech
POW_Lignite_PP | GW | Existing Power Plants tech
POW_Coal_NEW_PP | GW | New Power Plants tech
POW_Lignite_NEW_PP | GW | New Power Plants tech
POW_Oil_PP | GW | Existing Power Plants tech
POW_Gas_PP | GW | Existing Power Plants tech
POW_Gas_NEW_PP | GW | New Power Plants tech
POW_Gas_NEW_CCS_PP | GW | New Power Plants tech
POW_Gas_NEW_H2_25_PP | GW | New Power Plants tech
POW_Gas_NEW_H2_50_PP | GW | New Power Plants tech
POW_Nuclear_PP | GW | PWR Gen III+
POW_Hydro_PP | GW | Existing Power Plants tech
POW_Geothermal_PP | GW | Existing Power Plants tech
POW_SolarPV_PP | GW | Existing Power Plants tech
POW_SolarCSP_PP | GW | Solar CSP
POW_Wind_PP | GW | Onshore wind
POW_WindOff_PP | GW | Offshore wind
POW_Solid_Biomass_PP | GW | Existing Power Plants tech
POW_Other_PP | GW | Existing Power Plants tech
POW_Transmission | PJ | Transmission System
POW_TRN_BATT | PJ | Transmission System for RE
POW_TRN_DAM | PJ | Transmission System for RE
POW_IMPORT_ELEC_PP | PJ | Net imports of electricity
POW_TBATT | PJ | Tech for Storage
POW_TDAM | PJ | Tech for Storage (Pumped hydro)
POW_Gas_CHP | GW | Existing Power Plants tech
POW_Coal_CHP | GW | Existing Power Plants tech
POW_Solid_Biomass_CHP | GW | Existing Power Plants tech
POW_Oil_CHP | GW | Existing Power Plants tech
POW_Other_CHP | GW | Existing Power Plants tech
POW_Transmission_Heat | PJ | Heat transmission system
POW_01_x_thermal_coal | PJ | Supply tech
POW_01_05_lignite | PJ | Supply tech
POW_02_coal_products | PJ | Supply tech
POW_07_07_gas_diesel_oil | PJ | Supply tech
POW_07_08_fuel_oil | PJ | Supply tech
POW_07_x_other_petroleum_products | PJ | Supply tech
POW_08_01_natural_gas | PJ | Supply tech
POW_08_01_natural_gas_CCS | PJ | Supply tech
POW_09_nuclear | PJ | Supply tech
POW_10_hydro | PJ | Supply tech
POW_11_geothermal | PJ | Supply tech
POW_12_solar | PJ | Supply tech
POW_12_1_of_which_photovoltaics | PJ | Supply tech
POW_14_wind | PJ | Supply tech
POW_15_solid_biomass | PJ | Supply tech
POW_16_others | PJ | Supply tech
POW_16_x_hydrogen | PJ | Supply tech
POW_17_electricity_imports | PJ | Supply tech
YYY_01_x_coal_thermal | PJ | Backstop
YYY_01_05_lignite | PJ | Backstop
YYY_02_coal_products | PJ | Backstop
YYY_07_07_gas_diesel_oil | PJ | Backstop
YYY_07_08_fuel_oil | PJ | Backstop
YYY_07_x_other_petroleum_products | PJ | Backstop
YYY_08_01_natural_gas | PJ | Backstop
YYY_08_01_natural_gas_CCS | PJ | Backstop
YYY_09_nuclear | PJ | Backstop
YYY_10_hydro | PJ | Backstop
YYY_11_geothermal | PJ | Backstop
YYY_12_solar | PJ | Backstop
YYY_12_1_of_which_photovoltaics | PJ | Backstop
YYY_14_wind | PJ | Backstop
YYY_15_solid_biomass | PJ | Backstop
YYY_16_others | PJ | Backstop
YYY_16_x_hydrogen | PJ | Backstop
YYY_17_electricity | PJ | Backstop
YYY_17_electricity_gen | PJ | Backstop
YYY_17_electricity_PV | PJ | Backstop
YYY_17_electricity_Dx | PJ | Backstop
YYY_17_electricity_own | PJ | Backstop
YYY_17_electricity_loss | PJ | Backstop
YYY_17_electricity_imports | PJ | Backstop
YYY_18_heat | PJ | Backstop
YYY_18_heat_Dx | PJ | Backstop
YYY_18_heat_loss | PJ | Backstop

## CapacityToActivityUnit
REGION | TECHNOLOGY | UNITS | NOTES | VALUE
20_USA | POW_Coal_PP | PJ/MWh | From GW to PJ (=8.76*3.6) | 31.536
20_USA | POW_Lignite_PP | PJ/MWh |  | 31.536
20_USA | POW_Coal_NEW_PP | PJ/MWh |  | 31.536
20_USA | POW_Lignite_NEW_PP | PJ/MWh |  | 31.536
20_USA | POW_Oil_PP | PJ/MWh |  | 31.536
20_USA | POW_Gas_PP | PJ/MWh |  | 31.536
20_USA | POW_Gas_NEW_PP | PJ/MWh |  | 31.536
20_USA | POW_Gas_NEW_CCS_PP | PJ/MWh |  | 31.536
20_USA | POW_Gas_NEW_H2_25_PP | PJ/MWh |  | 31.536
20_USA | POW_Gas_NEW_H2_50_PP | PJ/MWh |  | 31.536
20_USA | POW_Nuclear_PP | PJ/MWh |  | 31.536
20_USA | POW_Hydro_PP | PJ/MWh |  | 31.536
20_USA | POW_Geothermal_PP | PJ/MWh |  | 31.536
20_USA | POW_SolarPV_PP | PJ/MWh |  | 31.536
20_USA | POW_SolarCSP_PP | PJ/MWh |  | 31.536
20_USA | POW_Wind_PP | PJ/MWh |  | 31.536
20_USA | POW_WindOff_PP | PJ/MWh |  | 31.536
20_USA | POW_Solid_Biomass_PP | PJ/MWh |  | 31.536
20_USA | POW_Other_PP | PJ/MWh |  | 31.536
20_USA | POW_Transmission | PJ/PJ |  | 1
20_USA | POW_TRN_BATT | PJ/PJ |  | 1
20_USA | POW_TRN_DAM | PJ/PJ |  | 1
20_USA | POW_IMPORT_ELEC_PP | PJ/MWh |  | 1
20_USA | POW_TBATT | PJ/MWh |  | 31.536
20_USA | POW_TDAM | PJ/MWh |  | 31.536
20_USA | POW_Gas_CHP | PJ/MWh |  | 63.072
20_USA | POW_Coal_CHP | PJ/MWh |  | 63.072
20_USA | POW_Solid_Biomass_CHP | PJ/MWh |  | 63.072
20_USA | POW_Oil_CHP | PJ/MWh |  | 63.072
20_USA | POW_Other_CHP | PJ/MWh |  | 63.072
20_USA | POW_Transmission_Heat | PJ/PJ |  | 1

## OperationalLife
REGION | TECHNOLOGY | VALUE | UNITS | NOTES
20_USA | POW_Coal_PP | 40 | years
20_USA | POW_Lignite_PP | 40 | years
20_USA | POW_Coal_NEW_PP | 40 | years
20_USA | POW_Lignite_NEW_PP | 40 | years
20_USA | POW_Oil_PP | 40 | years
20_USA | POW_Gas_PP | 40 | years
20_USA | POW_Gas_NEW_PP | 40 | years
20_USA | POW_Gas_NEW_CCS_PP | 40 | years
20_USA | POW_Gas_NEW_H2_25_PP | 40 | years
20_USA | POW_Gas_NEW_H2_50_PP | 40 | years
20_USA | POW_Hydro_PP | 100 | years
20_USA | POW_Nuclear_PP | 60 | years
20_USA | POW_Geothermal_PP | 50 | years
20_USA | POW_SolarPV_PP | 25 | years
20_USA | POW_SolarCSP_PP | 25 | years
20_USA | POW_Wind_PP | 40 | years
20_USA | POW_WindOff_PP | 33 | years
20_USA | POW_Solid_Biomass_PP | 40 | years
20_USA | POW_Other_PP | 40 | years
20_USA | POW_Transmission | 50 | years
20_USA | POW_Transmission_Heat | 50 | years
20_USA | POW_TRN_BATT | 50 | years
20_USA | POW_TRN_DAM | 50 | years
20_USA | POW_IMPORT_ELEC_PP | 50 | years
20_USA | POW_TBATT | 25 | years
20_USA | POW_TDAM | 50 | years
20_USA | POW_Gas_CHP | 40 | years
20_USA | POW_Coal_CHP | 40 | years
20_USA | POW_Solid_Biomass_CHP | 40 | years
20_USA | POW_Oil_CHP | 40 | years
20_USA | POW_Other_CHP | 40 | years

## AccumulatedAnnualDemand
SCENARIO | REGION | FUEL | UNITS | NOTES | 2017 | 2018 | 2019 | 2020 | 2021 | 2022 | 2023 | 2024 | 2025 | 2026 | 2027 | 2028 | 2029 | 2030 | 2031 | 2032 | 2033 | 2034 | 2035 | 2036 | 2037 | 2038 | 2039 | 2040 | 2041 | 2042 | 2043 | 2044 | 2045 | 2046 | 2047 | 2048 | 2049 | 2050 | 2051 | 2052 | 2053 | 2054 | 2055 | 2056 | 2057 | 2058 | 2059 | 2060 | 2061 | 2062 | 2063 | 2064 | 2065 | 2066 | 2067 | 2068 | 2069 | 2070

## SpecifiedAnnualDemand
SCENARIO | REGION | FUEL | UNITS | NOTES | 2017 | 2018 | 2019 | 2020 | 2021 | 2022 | 2023 | 2024 | 2025 | 2026 | 2027 | 2028 | 2029 | 2030 | 2031 | 2032 | 2033 | 2034 | 2035 | 2036 | 2037 | 2038 | 2039 | 2040 | 2041 | 2042 | 2043 | 2044 | 2045 | 2046 | 2047 | 2048 | 2049 | 2050 | 2051 | 2052 | 2053 | 2054 | 2055 | 2056 | 2057 | 2058 | 2059 | 2060 | 2061 | 2062 | 2063 | 2064 | 2065 | 2066 | 2067 | 2068 | 2069 | 2070
Reference | 20_USA | 17_electricity_Dx |  |  | 14016.4223 | 14575.4804 | 14291.0403 | 14072.3842 | 14263.3111 | 14876.6433 | 15004.3898 | 15331.5827 | 15760.4723 | 16236.8512 | 16768.1781 | 17374.8087 | 17939.9131 | 18520.6484 | 18884.0385 | 19247.8353 | 19612.4911 | 19977.4303 | 20290.5123 | 20602.2306 | 20911.5005 | 21219.1919 | 21525.2265 | 21820.827 | 22113.2529 | 22403.8346 | 22691.7671 | 22976.8379 | 23221.1934 | 23460.9011 | 23697.5314 | 23930.0366 | 24158.2235 | 24384.0156 | 24607.2743 | 24826.5309 | 25045.4663 | 25262.2906 | 25477.6092 | 25691.2322 | 25903.4462 | 26114.3032 | 26323.552 | 26531.9786 | 26739.3193 | 26945.5791 | 27150.8357 | 27352.8569 | 27555.789 | 27757.2839 | 27957.0608 | 28154.655 | 28348.6061 | 28536.8923
Reference | 20_USA | 18_heat_Dx |  |  | 245.4069 | 260.3204 | 252.6199 | 249.8652 | 235.1151 | 228.9027 | 230.7111 | 232.831 | 235.1325 | 237.8418 | 240.2718 | 242.733 | 245.2049 | 247.5605 | 250.0632 | 252.5687 | 255.0687 | 257.5593 | 260.0339 | 262.4949 | 264.9127 | 267.3245 | 269.7325 | 272.0923 | 274.4216 | 276.7439 | 279.0486 | 281.3325 | 283.5984 | 285.8412 | 288.0662 | 290.2644 | 292.4522 | 294.6285 | 296.785 | 298.9246 | 301.0568 | 303.1539 | 305.2728 | 307.3855 | 309.4976 | 311.6078 | 313.705 | 315.8146 | 317.9245 | 320.0349 | 322.1484 | 324.2007 | 326.3158 | 328.4274 | 330.533 | 332.6287 | 334.6232 | 336.664
13911.0894

## SpecifiedDemandProfile
SCENARIO | REGION | FUEL | TIMESLICE | UNITS | NOTES | 2017 | 2018 | 2019 | 2020 | 2021 | 2022 | 2023 | 2024 | 2025 | 2026 | 2027 | 2028 | 2029 | 2030 | 2031 | 2032 | 2033 | 2034 | 2035 | 2036 | 2037 | 2038 | 2039 | 2040 | 2041 | 2042 | 2043 | 2044 | 2045 | 2046 | 2047 | 2048 | 2049 | 2050 | 2051 | 2052 | 2053 | 2054 | 2055 | 2056 | 2057 | 2058 | 2059 | 2060 | 2061 | 2062 | 2063 | 2064 | 2065 | 2066 | 2067 | 2068 | 2069 | 2070
Reference | 20_USA | 17_electricity_Dx | WW0004 | fraction of year |  | 0.02749 | 0.02749 | 0.02749 | 0.02749 | 0.02749 | 0.02749 | 0.02749 | 0.02749 | 0.02749 | 0.02749 | 0.02749 | 0.02749 | 0.02749 | 0.02749 | 0.02749 | 0.02749 | 0.02749 | 0.02749 | 0.02749 | 0.02749 | 0.02749 | 0.02749 | 0.02749 | 0.02749 | 0.02749 | 0.02749 | 0.02749 | 0.02749 | 0.02749 | 0.02749 | 0.02749 | 0.02749 | 0.02749 | 0.02749 | 0.02749 | 0.02749 | 0.02749 | 0.02749 | 0.02749 | 0.02749 | 0.02749 | 0.02749 | 0.02749 | 0.02749 | 0.02749 | 0.02749 | 0.02749 | 0.02749 | 0.02749 | 0.02749 | 0.02749 | 0.02749 | 0.02749 | 0.02749
Reference | 20_USA | 17_electricity_Dx | WW0408 | fraction of year |  | 0.027479 | 0.027479 | 0.027479 | 0.027479 | 0.027479 | 0.027479 | 0.027479 | 0.027479 | 0.027479 | 0.027479 | 0.027479 | 0.027479 | 0.027479 | 0.027479 | 0.027479 | 0.027479 | 0.027479 | 0.027479 | 0.027479 | 0.027479 | 0.027479 | 0.027479 | 0.027479 | 0.027479 | 0.027479 | 0.027479 | 0.027479 | 0.027479 | 0.027479 | 0.027479 | 0.027479 | 0.027479 | 0.027479 | 0.027479 | 0.027479 | 0.027479 | 0.027479 | 0.027479 | 0.027479 | 0.027479 | 0.027479 | 0.027479 | 0.027479 | 0.027479 | 0.027479 | 0.027479 | 0.027479 | 0.027479 | 0.027479 | 0.027479 | 0.027479 | 0.027479 | 0.027479 | 0.027479
Reference | 20_USA | 17_electricity_Dx | WW0812 | fraction of year |  | 0.031132 | 0.031132 | 0.031132 | 0.031132 | 0.031132 | 0.031132 | 0.031132 | 0.031132 | 0.031132 | 0.031132 | 0.031132 | 0.031132 | 0.031132 | 0.031132 | 0.031132 | 0.031132 | 0.031132 | 0.031132 | 0.031132 | 0.031132 | 0.031132 | 0.031132 | 0.031132 | 0.031132 | 0.031132 | 0.031132 | 0.031132 | 0.031132 | 0.031132 | 0.031132 | 0.031132 | 0.031132 | 0.031132 | 0.031132 | 0.031132 | 0.031132 | 0.031132 | 0.031132 | 0.031132 | 0.031132 | 0.031132 | 0.031132 | 0.031132 | 0.031132 | 0.031132 | 0.031132 | 0.031132 | 0.031132 | 0.031132 | 0.031132 | 0.031132 | 0.031132 | 0.031132 | 0.031132
Reference | 20_USA | 17_electricity_Dx | WW1216 | fraction of year |  | 0.029982 | 0.029982 | 0.029982 | 0.029982 | 0.029982 | 0.029982 | 0.029982 | 0.029982 | 0.029982 | 0.029982 | 0.029982 | 0.029982 | 0.029982 | 0.029982 | 0.029982 | 0.029982 | 0.029982 | 0.029982 | 0.029982 | 0.029982 | 0.029982 | 0.029982 | 0.029982 | 0.029982 | 0.029982 | 0.029982 | 0.029982 | 0.029982 | 0.029982 | 0.029982 | 0.029982 | 0.029982 | 0.029982 | 0.029982 | 0.029982 | 0.029982 | 0.029982 | 0.029982 | 0.029982 | 0.029982 | 0.029982 | 0.029982 | 0.029982 | 0.029982 | 0.029982 | 0.029982 | 0.029982 | 0.029982 | 0.029982 | 0.029982 | 0.029982 | 0.029982 | 0.029982 | 0.029982
Reference | 20_USA | 17_electricity_Dx | WW1620 | fraction of year |  | 0.029882 | 0.029882 | 0.029882 | 0.029882 | 0.029882 | 0.029882 | 0.029882 | 0.029882 | 0.029882 | 0.029882 | 0.029882 | 0.029882 | 0.029882 | 0.029882 | 0.029882 | 0.029882 | 0.029882 | 0.029882 | 0.029882 | 0.029882 | 0.029882 | 0.029882 | 0.029882 | 0.029882 | 0.029882 | 0.029882 | 0.029882 | 0.029882 | 0.029882 | 0.029882 | 0.029882 | 0.029882 | 0.029882 | 0.029882 | 0.029882 | 0.029882 | 0.029882 | 0.029882 | 0.029882 | 0.029882 | 0.029882 | 0.029882 | 0.029882 | 0.029882 | 0.029882 | 0.029882 | 0.029882 | 0.029882 | 0.029882 | 0.029882 | 0.029882 | 0.029882 | 0.029882 | 0.029882
Reference | 20_USA | 17_electricity_Dx | WW2024 | fraction of year |  | 0.030795 | 0.030795 | 0.030795 | 0.030795 | 0.030795 | 0.030795 | 0.030795 | 0.030795 | 0.030795 | 0.030795 | 0.030795 | 0.030795 | 0.030795 | 0.030795 | 0.030795 | 0.030795 | 0.030795 | 0.030795 | 0.030795 | 0.030795 | 0.030795 | 0.030795 | 0.030795 | 0.030795 | 0.030795 | 0.030795 | 0.030795 | 0.030795 | 0.030795 | 0.030795 | 0.030795 | 0.030795 | 0.030795 | 0.030795 | 0.030795 | 0.030795 | 0.030795 | 0.030795 | 0.030795 | 0.030795 | 0.030795 | 0.030795 | 0.030795 | 0.030795 | 0.030795 | 0.030795 | 0.030795 | 0.030795 | 0.030795 | 0.030795 | 0.030795 | 0.030795 | 0.030795 | 0.030795
Reference | 20_USA | 17_electricity_Dx | WH0004 | fraction of year |  | 0.011931 | 0.011931 | 0.011931 | 0.011931 | 0.011931 | 0.011931 | 0.011931 | 0.011931 | 0.011931 | 0.011931 | 0.011931 | 0.011931 | 0.011931 | 0.011931 | 0.011931 | 0.011931 | 0.011931 | 0.011931 | 0.011931 | 0.011931 | 0.011931 | 0.011931 | 0.011931 | 0.011931 | 0.011931 | 0.011931 | 0.011931 | 0.011931 | 0.011931 | 0.011931 | 0.011931 | 0.011931 | 0.011931 | 0.011931 | 0.011931 | 0.011931 | 0.011931 | 0.011931 | 0.011931 | 0.011931 | 0.011931 | 0.011931 | 0.011931 | 0.011931 | 0.011931 | 0.011931 | 0.011931 | 0.011931 | 0.011931 | 0.011931 | 0.011931 | 0.011931 | 0.011931 | 0.011931
Reference | 20_USA | 17_electricity_Dx | WH0408 | fraction of year |  | 0.011637 | 0.011637 | 0.011637 | 0.011637 | 0.011637 | 0.011637 | 0.011637 | 0.011637 | 0.011637 | 0.011637 | 0.011637 | 0.011637 | 0.011637 | 0.011637 | 0.011637 | 0.011637 | 0.011637 | 0.011637 | 0.011637 | 0.011637 | 0.011637 | 0.011637 | 0.011637 | 0.011637 | 0.011637 | 0.011637 | 0.011637 | 0.011637 | 0.011637 | 0.011637 | 0.011637 | 0.011637 | 0.011637 | 0.011637 | 0.011637 | 0.011637 | 0.011637 | 0.011637 | 0.011637 | 0.011637 | 0.011637 | 0.011637 | 0.011637 | 0.011637 | 0.011637 | 0.011637 | 0.011637 | 0.011637 | 0.011637 | 0.011637 | 0.011637 | 0.011637 | 0.011637 | 0.011637
Reference | 20_USA | 17_electricity_Dx | WH0812 | fraction of year |  | 0.01254 | 0.01254 | 0.01254 | 0.01254 | 0.01254 | 0.01254 | 0.01254 | 0.01254 | 0.01254 | 0.01254 | 0.01254 | 0.01254 | 0.01254 | 0.01254 | 0.01254 | 0.01254 | 0.01254 | 0.01254 | 0.01254 | 0.01254 | 0.01254 | 0.01254 | 0.01254 | 0.01254 | 0.01254 | 0.01254 | 0.01254 | 0.01254 | 0.01254 | 0.01254 | 0.01254 | 0.01254 | 0.01254 | 0.01254 | 0.01254 | 0.01254 | 0.01254 | 0.01254 | 0.01254 | 0.01254 | 0.01254 | 0.01254 | 0.01254 | 0.01254 | 0.01254 | 0.01254 | 0.01254 | 0.01254 | 0.01254 | 0.01254 | 0.01254 | 0.01254 | 0.01254 | 0.01254
Reference | 20_USA | 17_electricity_Dx | WH1216 | fraction of year |  | 0.012265 | 0.012265 | 0.012265 | 0.012265 | 0.012265 | 0.012265 | 0.012265 | 0.012265 | 0.012265 | 0.012265 | 0.012265 | 0.012265 | 0.012265 | 0.012265 | 0.012265 | 0.012265 | 0.012265 | 0.012265 | 0.012265 | 0.012265 | 0.012265 | 0.012265 | 0.012265 | 0.012265 | 0.012265 | 0.012265 | 0.012265 | 0.012265 | 0.012265 | 0.012265 | 0.012265 | 0.012265 | 0.012265 | 0.012265 | 0.012265 | 0.012265 | 0.012265 | 0.012265 | 0.012265 | 0.012265 | 0.012265 | 0.012265 | 0.012265 | 0.012265 | 0.012265 | 0.012265 | 0.012265 | 0.012265 | 0.012265 | 0.012265 | 0.012265 | 0.012265 | 0.012265 | 0.012265
Reference | 20_USA | 17_electricity_Dx | WH1620 | fraction of year |  | 0.012165 | 0.012165 | 0.012165 | 0.012165 | 0.012165 | 0.012165 | 0.012165 | 0.012165 | 0.012165 | 0.012165 | 0.012165 | 0.012165 | 0.012165 | 0.012165 | 0.012165 | 0.012165 | 0.012165 | 0.012165 | 0.012165 | 0.012165 | 0.012165 | 0.012165 | 0.012165 | 0.012165 | 0.012165 | 0.012165 | 0.012165 | 0.012165 | 0.012165 | 0.012165 | 0.012165 | 0.012165 | 0.012165 | 0.012165 | 0.012165 | 0.012165 | 0.012165 | 0.012165 | 0.012165 | 0.012165 | 0.012165 | 0.012165 | 0.012165 | 0.012165 | 0.012165 | 0.012165 | 0.012165 | 0.012165 | 0.012165 | 0.012165 | 0.012165 | 0.012165 | 0.012165 | 0.012165
Reference | 20_USA | 17_electricity_Dx | WH2024 | fraction of year |  | 0.012764 | 0.012764 | 0.012764 | 0.012764 | 0.012764 | 0.012764 | 0.012764 | 0.012764 | 0.012764 | 0.012764 | 0.012764 | 0.012764 | 0.012764 | 0.012764 | 0.012764 | 0.012764 | 0.012764 | 0.012764 | 0.012764 | 0.012764 | 0.012764 | 0.012764 | 0.012764 | 0.012764 | 0.012764 | 0.012764 | 0.012764 | 0.012764 | 0.012764 | 0.012764 | 0.012764 | 0.012764 | 0.012764 | 0.012764 | 0.012764 | 0.012764 | 0.012764 | 0.012764 | 0.012764 | 0.012764 | 0.012764 | 0.012764 | 0.012764 | 0.012764 | 0.012764 | 0.012764 | 0.012764 | 0.012764 | 0.012764 | 0.012764 | 0.012764 | 0.012764 | 0.012764 | 0.012764
Reference | 20_USA | 17_electricity_Dx | IW0004 | fraction of year |  | 0.049705 | 0.049705 | 0.049705 | 0.049705 | 0.049705 | 0.049705 | 0.049705 | 0.049705 | 0.049705 | 0.049705 | 0.049705 | 0.049705 | 0.049705 | 0.049705 | 0.049705 | 0.049705 | 0.049705 | 0.049705 | 0.049705 | 0.049705 | 0.049705 | 0.049705 | 0.049705 | 0.049705 | 0.049705 | 0.049705 | 0.049705 | 0.049705 | 0.049705 | 0.049705 | 0.049705 | 0.049705 | 0.049705 | 0.049705 | 0.049705 | 0.049705 | 0.049705 | 0.049705 | 0.049705 | 0.049705 | 0.049705 | 0.049705 | 0.049705 | 0.049705 | 0.049705 | 0.049705 | 0.049705 | 0.049705 | 0.049705 | 0.049705 | 0.049705 | 0.049705 | 0.049705 | 0.049705
Reference | 20_USA | 17_electricity_Dx | IW0408 | fraction of year |  | 0.049726 | 0.049726 | 0.049726 | 0.049726 | 0.049726 | 0.049726 | 0.049726 | 0.049726 | 0.049726 | 0.049726 | 0.049726 | 0.049726 | 0.049726 | 0.049726 | 0.049726 | 0.049726 | 0.049726 | 0.049726 | 0.049726 | 0.049726 | 0.049726 | 0.049726 | 0.049726 | 0.049726 | 0.049726 | 0.049726 | 0.049726 | 0.049726 | 0.049726 | 0.049726 | 0.049726 | 0.049726 | 0.049726 | 0.049726 | 0.049726 | 0.049726 | 0.049726 | 0.049726 | 0.049726 | 0.049726 | 0.049726 | 0.049726 | 0.049726 | 0.049726 | 0.049726 | 0.049726 | 0.049726 | 0.049726 | 0.049726 | 0.049726 | 0.049726 | 0.049726 | 0.049726 | 0.049726
Reference | 20_USA | 17_electricity_Dx | IW0812 | fraction of year |  | 0.056577 | 0.056577 | 0.056577 | 0.056577 | 0.056577 | 0.056577 | 0.056577 | 0.056577 | 0.056577 | 0.056577 | 0.056577 | 0.056577 | 0.056577 | 0.056577 | 0.056577 | 0.056577 | 0.056577 | 0.056577 | 0.056577 | 0.056577 | 0.056577 | 0.056577 | 0.056577 | 0.056577 | 0.056577 | 0.056577 | 0.056577 | 0.056577 | 0.056577 | 0.056577 | 0.056577 | 0.056577 | 0.056577 | 0.056577 | 0.056577 | 0.056577 | 0.056577 | 0.056577 | 0.056577 | 0.056577 | 0.056577 | 0.056577 | 0.056577 | 0.056577 | 0.056577 | 0.056577 | 0.056577 | 0.056577 | 0.056577 | 0.056577 | 0.056577 | 0.056577 | 0.056577 | 0.056577
Reference | 20_USA | 17_electricity_Dx | IW1216 | fraction of year |  | 0.059554 | 0.059554 | 0.059554 | 0.059554 | 0.059554 | 0.059554 | 0.059554 | 0.059554 | 0.059554 | 0.059554 | 0.059554 | 0.059554 | 0.059554 | 0.059554 | 0.059554 | 0.059554 | 0.059554 | 0.059554 | 0.059554 | 0.059554 | 0.059554 | 0.059554 | 0.059554 | 0.059554 | 0.059554 | 0.059554 | 0.059554 | 0.059554 | 0.059554 | 0.059554 | 0.059554 | 0.059554 | 0.059554 | 0.059554 | 0.059554 | 0.059554 | 0.059554 | 0.059554 | 0.059554 | 0.059554 | 0.059554 | 0.059554 | 0.059554 | 0.059554 | 0.059554 | 0.059554 | 0.059554 | 0.059554 | 0.059554 | 0.059554 | 0.059554 | 0.059554 | 0.059554 | 0.059554
Reference | 20_USA | 17_electricity_Dx | IW1620 | fraction of year |  | 0.061321 | 0.061321 | 0.061321 | 0.061321 | 0.061321 | 0.061321 | 0.061321 | 0.061321 | 0.061321 | 0.061321 | 0.061321 | 0.061321 | 0.061321 | 0.061321 | 0.061321 | 0.061321 | 0.061321 | 0.061321 | 0.061321 | 0.061321 | 0.061321 | 0.061321 | 0.061321 | 0.061321 | 0.061321 | 0.061321 | 0.061321 | 0.061321 | 0.061321 | 0.061321 | 0.061321 | 0.061321 | 0.061321 | 0.061321 | 0.061321 | 0.061321 | 0.061321 | 0.061321 | 0.061321 | 0.061321 | 0.061321 | 0.061321 | 0.061321 | 0.061321 | 0.061321 | 0.061321 | 0.061321 | 0.061321 | 0.061321 | 0.061321 | 0.061321 | 0.061321 | 0.061321 | 0.061321
Reference | 20_USA | 17_electricity_Dx | IW2024 | fraction of year |  | 0.058783 | 0.058783 | 0.058783 | 0.058783 | 0.058783 | 0.058783 | 0.058783 | 0.058783 | 0.058783 | 0.058783 | 0.058783 | 0.058783 | 0.058783 | 0.058783 | 0.058783 | 0.058783 | 0.058783 | 0.058783 | 0.058783 | 0.058783 | 0.058783 | 0.058783 | 0.058783 | 0.058783 | 0.058783 | 0.058783 | 0.058783 | 0.058783 | 0.058783 | 0.058783 | 0.058783 | 0.058783 | 0.058783 | 0.058783 | 0.058783 | 0.058783 | 0.058783 | 0.058783 | 0.058783 | 0.058783 | 0.058783 | 0.058783 | 0.058783 | 0.058783 | 0.058783 | 0.058783 | 0.058783 | 0.058783 | 0.058783 | 0.058783 | 0.058783 | 0.058783 | 0.058783 | 0.058783
Reference | 20_USA | 17_electricity_Dx | IH0004 | fraction of year |  | 0.019426 | 0.019426 | 0.019426 | 0.019426 | 0.019426 | 0.019426 | 0.019426 | 0.019426 | 0.019426 | 0.019426 | 0.019426 | 0.019426 | 0.019426 | 0.019426 | 0.019426 | 0.019426 | 0.019426 | 0.019426 | 0.019426 | 0.019426 | 0.019426 | 0.019426 | 0.019426 | 0.019426 | 0.019426 | 0.019426 | 0.019426 | 0.019426 | 0.019426 | 0.019426 | 0.019426 | 0.019426 | 0.019426 | 0.019426 | 0.019426 | 0.019426 | 0.019426 | 0.019426 | 0.019426 | 0.019426 | 0.019426 | 0.019426 | 0.019426 | 0.019426 | 0.019426 | 0.019426 | 0.019426 | 0.019426 | 0.019426 | 0.019426 | 0.019426 | 0.019426 | 0.019426 | 0.019426
Reference | 20_USA | 17_electricity_Dx | IH0408 | fraction of year |  | 0.018533 | 0.018533 | 0.018533 | 0.018533 | 0.018533 | 0.018533 | 0.018533 | 0.018533 | 0.018533 | 0.018533 | 0.018533 | 0.018533 | 0.018533 | 0.018533 | 0.018533 | 0.018533 | 0.018533 | 0.018533 | 0.018533 | 0.018533 | 0.018533 | 0.018533 | 0.018533 | 0.018533 | 0.018533 | 0.018533 | 0.018533 | 0.018533 | 0.018533 | 0.018533 | 0.018533 | 0.018533 | 0.018533 | 0.018533 | 0.018533 | 0.018533 | 0.018533 | 0.018533 | 0.018533 | 0.018533 | 0.018533 | 0.018533 | 0.018533 | 0.018533 | 0.018533 | 0.018533 | 0.018533 | 0.018533 | 0.018533 | 0.018533 | 0.018533 | 0.018533 | 0.018533 | 0.018533
Reference | 20_USA | 17_electricity_Dx | IH0812 | fraction of year |  | 0.020414 | 0.020414 | 0.020414 | 0.020414 | 0.020414 | 0.020414 | 0.020414 | 0.020414 | 0.020414 | 0.020414 | 0.020414 | 0.020414 | 0.020414 | 0.020414 | 0.020414 | 0.020414 | 0.020414 | 0.020414 | 0.020414 | 0.020414 | 0.020414 | 0.020414 | 0.020414 | 0.020414 | 0.020414 | 0.020414 | 0.020414 | 0.020414 | 0.020414 | 0.020414 | 0.020414 | 0.020414 | 0.020414 | 0.020414 | 0.020414 | 0.020414 | 0.020414 | 0.020414 | 0.020414 | 0.020414 | 0.020414 | 0.020414 | 0.020414 | 0.020414 | 0.020414 | 0.020414 | 0.020414 | 0.020414 | 0.020414 | 0.020414 | 0.020414 | 0.020414 | 0.020414 | 0.020414
Reference | 20_USA | 17_electricity_Dx | IH1216 | fraction of year |  | 0.022009 | 0.022009 | 0.022009 | 0.022009 | 0.022009 | 0.022009 | 0.022009 | 0.022009 | 0.022009 | 0.022009 | 0.022009 | 0.022009 | 0.022009 | 0.022009 | 0.022009 | 0.022009 | 0.022009 | 0.022009 | 0.022009 | 0.022009 | 0.022009 | 0.022009 | 0.022009 | 0.022009 | 0.022009 | 0.022009 | 0.022009 | 0.022009 | 0.022009 | 0.022009 | 0.022009 | 0.022009 | 0.022009 | 0.022009 | 0.022009 | 0.022009 | 0.022009 | 0.022009 | 0.022009 | 0.022009 | 0.022009 | 0.022009 | 0.022009 | 0.022009 | 0.022009 | 0.022009 | 0.022009 | 0.022009 | 0.022009 | 0.022009 | 0.022009 | 0.022009 | 0.022009 | 0.022009
Reference | 20_USA | 17_electricity_Dx | IH1620 | fraction of year |  | 0.02291 | 0.02291 | 0.02291 | 0.02291 | 0.02291 | 0.02291 | 0.02291 | 0.02291 | 0.02291 | 0.02291 | 0.02291 | 0.02291 | 0.02291 | 0.02291 | 0.02291 | 0.02291 | 0.02291 | 0.02291 | 0.02291 | 0.02291 | 0.02291 | 0.02291 | 0.02291 | 0.02291 | 0.02291 | 0.02291 | 0.02291 | 0.02291 | 0.02291 | 0.02291 | 0.02291 | 0.02291 | 0.02291 | 0.02291 | 0.02291 | 0.02291 | 0.02291 | 0.02291 | 0.02291 | 0.02291 | 0.02291 | 0.02291 | 0.02291 | 0.02291 | 0.02291 | 0.02291 | 0.02291 | 0.02291 | 0.02291 | 0.02291 | 0.02291 | 0.02291 | 0.02291 | 0.02291
Reference | 20_USA | 17_electricity_Dx | IH2024 | fraction of year |  | 0.022381 | 0.022381 | 0.022381 | 0.022381 | 0.022381 | 0.022381 | 0.022381 | 0.022381 | 0.022381 | 0.022381 | 0.022381 | 0.022381 | 0.022381 | 0.022381 | 0.022381 | 0.022381 | 0.022381 | 0.022381 | 0.022381 | 0.022381 | 0.022381 | 0.022381 | 0.022381 | 0.022381 | 0.022381 | 0.022381 | 0.022381 | 0.022381 | 0.022381 | 0.022381 | 0.022381 | 0.022381 | 0.022381 | 0.022381 | 0.022381 | 0.022381 | 0.022381 | 0.022381 | 0.022381 | 0.022381 | 0.022381 | 0.022381 | 0.022381 | 0.022381 | 0.022381 | 0.022381 | 0.022381 | 0.022381 | 0.022381 | 0.022381 | 0.022381 | 0.022381 | 0.022381 | 0.022381
Reference | 20_USA | 17_electricity_Dx | SW0004 | fraction of year |  | 0.030337 | 0.030337 | 0.030337 | 0.030337 | 0.030337 | 0.030337 | 0.030337 | 0.030337 | 0.030337 | 0.030337 | 0.030337 | 0.030337 | 0.030337 | 0.030337 | 0.030337 | 0.030337 | 0.030337 | 0.030337 | 0.030337 | 0.030337 | 0.030337 | 0.030337 | 0.030337 | 0.030337 | 0.030337 | 0.030337 | 0.030337 | 0.030337 | 0.030337 | 0.030337 | 0.030337 | 0.030337 | 0.030337 | 0.030337 | 0.030337 | 0.030337 | 0.030337 | 0.030337 | 0.030337 | 0.030337 | 0.030337 | 0.030337 | 0.030337 | 0.030337 | 0.030337 | 0.030337 | 0.030337 | 0.030337 | 0.030337 | 0.030337 | 0.030337 | 0.030337 | 0.030337 | 0.030337
Reference | 20_USA | 17_electricity_Dx | SW0408 | fraction of year |  | 0.028463 | 0.028463 | 0.028463 | 0.028463 | 0.028463 | 0.028463 | 0.028463 | 0.028463 | 0.028463 | 0.028463 | 0.028463 | 0.028463 | 0.028463 | 0.028463 | 0.028463 | 0.028463 | 0.028463 | 0.028463 | 0.028463 | 0.028463 | 0.028463 | 0.028463 | 0.028463 | 0.028463 | 0.028463 | 0.028463 | 0.028463 | 0.028463 | 0.028463 | 0.028463 | 0.028463 | 0.028463 | 0.028463 | 0.028463 | 0.028463 | 0.028463 | 0.028463 | 0.028463 | 0.028463 | 0.028463 | 0.028463 | 0.028463 | 0.028463 | 0.028463 | 0.028463 | 0.028463 | 0.028463 | 0.028463 | 0.028463 | 0.028463 | 0.028463 | 0.028463 | 0.028463 | 0.028463
Reference | 20_USA | 17_electricity_Dx | SW0812 | fraction of year |  | 0.033255 | 0.033255 | 0.033255 | 0.033255 | 0.033255 | 0.033255 | 0.033255 | 0.033255 | 0.033255 | 0.033255 | 0.033255 | 0.033255 | 0.033255 | 0.033255 | 0.033255 | 0.033255 | 0.033255 | 0.033255 | 0.033255 | 0.033255 | 0.033255 | 0.033255 | 0.033255 | 0.033255 | 0.033255 | 0.033255 | 0.033255 | 0.033255 | 0.033255 | 0.033255 | 0.033255 | 0.033255 | 0.033255 | 0.033255 | 0.033255 | 0.033255 | 0.033255 | 0.033255 | 0.033255 | 0.033255 | 0.033255 | 0.033255 | 0.033255 | 0.033255 | 0.033255 | 0.033255 | 0.033255 | 0.033255 | 0.033255 | 0.033255 | 0.033255 | 0.033255 | 0.033255 | 0.033255
Reference | 20_USA | 17_electricity_Dx | SW1216 | fraction of year |  | 0.039643 | 0.039643 | 0.039643 | 0.039643 | 0.039643 | 0.039643 | 0.039643 | 0.039643 | 0.039643 | 0.039643 | 0.039643 | 0.039643 | 0.039643 | 0.039643 | 0.039643 | 0.039643 | 0.039643 | 0.039643 | 0.039643 | 0.039643 | 0.039643 | 0.039643 | 0.039643 | 0.039643 | 0.039643 | 0.039643 | 0.039643 | 0.039643 | 0.039643 | 0.039643 | 0.039643 | 0.039643 | 0.039643 | 0.039643 | 0.039643 | 0.039643 | 0.039643 | 0.039643 | 0.039643 | 0.039643 | 0.039643 | 0.039643 | 0.039643 | 0.039643 | 0.039643 | 0.039643 | 0.039643 | 0.039643 | 0.039643 | 0.039643 | 0.039643 | 0.039643 | 0.039643 | 0.039643
Reference | 20_USA | 17_electricity_Dx | SW1620 | fraction of year |  | 0.041731 | 0.041731 | 0.041731 | 0.041731 | 0.041731 | 0.041731 | 0.041731 | 0.041731 | 0.041731 | 0.041731 | 0.041731 | 0.041731 | 0.041731 | 0.041731 | 0.041731 | 0.041731 | 0.041731 | 0.041731 | 0.041731 | 0.041731 | 0.041731 | 0.041731 | 0.041731 | 0.041731 | 0.041731 | 0.041731 | 0.041731 | 0.041731 | 0.041731 | 0.041731 | 0.041731 | 0.041731 | 0.041731 | 0.041731 | 0.041731 | 0.041731 | 0.041731 | 0.041731 | 0.041731 | 0.041731 | 0.041731 | 0.041731 | 0.041731 | 0.041731 | 0.041731 | 0.041731 | 0.041731 | 0.041731 | 0.041731 | 0.041731 | 0.041731 | 0.041731 | 0.041731 | 0.041731
Reference | 20_USA | 17_electricity_Dx | SW2024 | fraction of year |  | 0.037715 | 0.037715 | 0.037715 | 0.037715 | 0.037715 | 0.037715 | 0.037715 | 0.037715 | 0.037715 | 0.037715 | 0.037715 | 0.037715 | 0.037715 | 0.037715 | 0.037715 | 0.037715 | 0.037715 | 0.037715 | 0.037715 | 0.037715 | 0.037715 | 0.037715 | 0.037715 | 0.037715 | 0.037715 | 0.037715 | 0.037715 | 0.037715 | 0.037715 | 0.037715 | 0.037715 | 0.037715 | 0.037715 | 0.037715 | 0.037715 | 0.037715 | 0.037715 | 0.037715 | 0.037715 | 0.037715 | 0.037715 | 0.037715 | 0.037715 | 0.037715 | 0.037715 | 0.037715 | 0.037715 | 0.037715 | 0.037715 | 0.037715 | 0.037715 | 0.037715 | 0.037715 | 0.037715
Reference | 20_USA | 17_electricity_Dx | SH0004 | fraction of year |  | 0.011602 | 0.011602 | 0.011602 | 0.011602 | 0.011602 | 0.011602 | 0.011602 | 0.011602 | 0.011602 | 0.011602 | 0.011602 | 0.011602 | 0.011602 | 0.011602 | 0.011602 | 0.011602 | 0.011602 | 0.011602 | 0.011602 | 0.011602 | 0.011602 | 0.011602 | 0.011602 | 0.011602 | 0.011602 | 0.011602 | 0.011602 | 0.011602 | 0.011602 | 0.011602 | 0.011602 | 0.011602 | 0.011602 | 0.011602 | 0.011602 | 0.011602 | 0.011602 | 0.011602 | 0.011602 | 0.011602 | 0.011602 | 0.011602 | 0.011602 | 0.011602 | 0.011602 | 0.011602 | 0.011602 | 0.011602 | 0.011602 | 0.011602 | 0.011602 | 0.011602 | 0.011602 | 0.011602
Reference | 20_USA | 17_electricity_Dx | SH0408 | fraction of year |  | 0.010419 | 0.010419 | 0.010419 | 0.010419 | 0.010419 | 0.010419 | 0.010419 | 0.010419 | 0.010419 | 0.010419 | 0.010419 | 0.010419 | 0.010419 | 0.010419 | 0.010419 | 0.010419 | 0.010419 | 0.010419 | 0.010419 | 0.010419 | 0.010419 | 0.010419 | 0.010419 | 0.010419 | 0.010419 | 0.010419 | 0.010419 | 0.010419 | 0.010419 | 0.010419 | 0.010419 | 0.010419 | 0.010419 | 0.010419 | 0.010419 | 0.010419 | 0.010419 | 0.010419 | 0.010419 | 0.010419 | 0.010419 | 0.010419 | 0.010419 | 0.010419 | 0.010419 | 0.010419 | 0.010419 | 0.010419 | 0.010419 | 0.010419 | 0.010419 | 0.010419 | 0.010419 | 0.010419
Reference | 20_USA | 17_electricity_Dx | SH0812 | fraction of year |  | 0.011801 | 0.011801 | 0.011801 | 0.011801 | 0.011801 | 0.011801 | 0.011801 | 0.011801 | 0.011801 | 0.011801 | 0.011801 | 0.011801 | 0.011801 | 0.011801 | 0.011801 | 0.011801 | 0.011801 | 0.011801 | 0.011801 | 0.011801 | 0.011801 | 0.011801 | 0.011801 | 0.011801 | 0.011801 | 0.011801 | 0.011801 | 0.011801 | 0.011801 | 0.011801 | 0.011801 | 0.011801 | 0.011801 | 0.011801 | 0.011801 | 0.011801 | 0.011801 | 0.011801 | 0.011801 | 0.011801 | 0.011801 | 0.011801 | 0.011801 | 0.011801 | 0.011801 | 0.011801 | 0.011801 | 0.011801 | 0.011801 | 0.011801 | 0.011801 | 0.011801 | 0.011801 | 0.011801
Reference | 20_USA | 17_electricity_Dx | SH1216 | fraction of year |  | 0.014303 | 0.014303 | 0.014303 | 0.014303 | 0.014303 | 0.014303 | 0.014303 | 0.014303 | 0.014303 | 0.014303 | 0.014303 | 0.014303 | 0.014303 | 0.014303 | 0.014303 | 0.014303 | 0.014303 | 0.014303 | 0.014303 | 0.014303 | 0.014303 | 0.014303 | 0.014303 | 0.014303 | 0.014303 | 0.014303 | 0.014303 | 0.014303 | 0.014303 | 0.014303 | 0.014303 | 0.014303 | 0.014303 | 0.014303 | 0.014303 | 0.014303 | 0.014303 | 0.014303 | 0.014303 | 0.014303 | 0.014303 | 0.014303 | 0.014303 | 0.014303 | 0.014303 | 0.014303 | 0.014303 | 0.014303 | 0.014303 | 0.014303 | 0.014303 | 0.014303 | 0.014303 | 0.014303
Reference | 20_USA | 17_electricity_Dx | SH1620 | fraction of year |  | 0.015275 | 0.015275 | 0.015275 | 0.015275 | 0.015275 | 0.015275 | 0.015275 | 0.015275 | 0.015275 | 0.015275 | 0.015275 | 0.015275 | 0.015275 | 0.015275 | 0.015275 | 0.015275 | 0.015275 | 0.015275 | 0.015275 | 0.015275 | 0.015275 | 0.015275 | 0.015275 | 0.015275 | 0.015275 | 0.015275 | 0.015275 | 0.015275 | 0.015275 | 0.015275 | 0.015275 | 0.015275 | 0.015275 | 0.015275 | 0.015275 | 0.015275 | 0.015275 | 0.015275 | 0.015275 | 0.015275 | 0.015275 | 0.015275 | 0.015275 | 0.015275 | 0.015275 | 0.015275 | 0.015275 | 0.015275 | 0.015275 | 0.015275 | 0.015275 | 0.015275 | 0.015275 | 0.015275
Reference | 20_USA | 17_electricity_Dx | SH2024 | fraction of year |  | 0.014054 | 0.014054 | 0.014054 | 0.014054 | 0.014054 | 0.014054 | 0.014054 | 0.014054 | 0.014054 | 0.014054 | 0.014054 | 0.014054 | 0.014054 | 0.014054 | 0.014054 | 0.014054 | 0.014054 | 0.014054 | 0.014054 | 0.014054 | 0.014054 | 0.014054 | 0.014054 | 0.014054 | 0.014054 | 0.014054 | 0.014054 | 0.014054 | 0.014054 | 0.014054 | 0.014054 | 0.014054 | 0.014054 | 0.014054 | 0.014054 | 0.014054 | 0.014054 | 0.014054 | 0.014054 | 0.014054 | 0.014054 | 0.014054 | 0.014054 | 0.014054 | 0.014054 | 0.014054 | 0.014054 | 0.014054 | 0.014054 | 0.014054 | 0.014054 | 0.014054 | 0.014054 | 0.014054
Reference | 20_USA | 18_heat_Dx | WW0004 | fraction of year |  | 0.032177 | 0.032177 | 0.032177 | 0.032177 | 0.032177 | 0.032177 | 0.032167 | 0.032155 | 0.03214 | 0.032119 | 0.032102 | 0.032085 | 0.032067 | 0.03205 | 0.032031 | 0.032012 | 0.031994 | 0.031975 | 0.031956 | 0.031938 | 0.03192 | 0.031903 | 0.031885 | 0.031868 | 0.031852 | 0.031835 | 0.031819 | 0.031804 | 0.031788 | 0.031773 | 0.031759 | 0.031745 | 0.031731 | 0.031717 | 0.031703 | 0.03169 | 0.031677 | 0.031665 | 0.031652 | 0.03164 | 0.031628 | 0.031616 | 0.031604 | 0.031592 | 0.03158 | 0.031568 | 0.031556 | 0.031545 | 0.031533 | 0.031521 | 0.031509 | 0.031496 | 0.031484 | 0.031469
Reference | 20_USA | 18_heat_Dx | WW0408 | fraction of year |  | 0.032177 | 0.032177 | 0.032177 | 0.032177 | 0.032177 | 0.032177 | 0.032167 | 0.032155 | 0.03214 | 0.032119 | 0.032102 | 0.032085 | 0.032067 | 0.03205 | 0.032031 | 0.032012 | 0.031994 | 0.031975 | 0.031956 | 0.031938 | 0.03192 | 0.031903 | 0.031885 | 0.031868 | 0.031852 | 0.031835 | 0.031819 | 0.031804 | 0.031788 | 0.031773 | 0.031759 | 0.031745 | 0.031731 | 0.031717 | 0.031703 | 0.03169 | 0.031677 | 0.031665 | 0.031652 | 0.03164 | 0.031628 | 0.031616 | 0.031604 | 0.031592 | 0.03158 | 0.031568 | 0.031556 | 0.031545 | 0.031533 | 0.031521 | 0.031509 | 0.031496 | 0.031484 | 0.031469
Reference | 20_USA | 18_heat_Dx | WW0812 | fraction of year |  | 0.032177 | 0.032177 | 0.032177 | 0.032177 | 0.032177 | 0.032177 | 0.032167 | 0.032155 | 0.03214 | 0.032119 | 0.032102 | 0.032085 | 0.032067 | 0.03205 | 0.032031 | 0.032012 | 0.031994 | 0.031975 | 0.031956 | 0.031938 | 0.03192 | 0.031903 | 0.031885 | 0.031868 | 0.031852 | 0.031835 | 0.031819 | 0.031804 | 0.031788 | 0.031773 | 0.031759 | 0.031745 | 0.031731 | 0.031717 | 0.031703 | 0.03169 | 0.031677 | 0.031665 | 0.031652 | 0.03164 | 0.031628 | 0.031616 | 0.031604 | 0.031592 | 0.03158 | 0.031568 | 0.031556 | 0.031545 | 0.031533 | 0.031521 | 0.031509 | 0.031496 | 0.031484 | 0.031469
Reference | 20_USA | 18_heat_Dx | WW1216 | fraction of year |  | 0.032177 | 0.032177 | 0.032177 | 0.032177 | 0.032177 | 0.032177 | 0.032167 | 0.032155 | 0.03214 | 0.032119 | 0.032102 | 0.032085 | 0.032067 | 0.03205 | 0.032031 | 0.032012 | 0.031994 | 0.031975 | 0.031956 | 0.031938 | 0.03192 | 0.031903 | 0.031885 | 0.031868 | 0.031852 | 0.031835 | 0.031819 | 0.031804 | 0.031788 | 0.031773 | 0.031759 | 0.031745 | 0.031731 | 0.031717 | 0.031703 | 0.03169 | 0.031677 | 0.031665 | 0.031652 | 0.03164 | 0.031628 | 0.031616 | 0.031604 | 0.031592 | 0.03158 | 0.031568 | 0.031556 | 0.031545 | 0.031533 | 0.031521 | 0.031509 | 0.031496 | 0.031484 | 0.031469
Reference | 20_USA | 18_heat_Dx | WW1620 | fraction of year |  | 0.032177 | 0.032177 | 0.032177 | 0.032177 | 0.032177 | 0.032177 | 0.032167 | 0.032155 | 0.03214 | 0.032119 | 0.032102 | 0.032085 | 0.032067 | 0.03205 | 0.032031 | 0.032012 | 0.031994 | 0.031975 | 0.031956 | 0.031938 | 0.03192 | 0.031903 | 0.031885 | 0.031868 | 0.031852 | 0.031835 | 0.031819 | 0.031804 | 0.031788 | 0.031773 | 0.031759 | 0.031745 | 0.031731 | 0.031717 | 0.031703 | 0.03169 | 0.031677 | 0.031665 | 0.031652 | 0.03164 | 0.031628 | 0.031616 | 0.031604 | 0.031592 | 0.03158 | 0.031568 | 0.031556 | 0.031545 | 0.031533 | 0.031521 | 0.031509 | 0.031496 | 0.031484 | 0.031469
Reference | 20_USA | 18_heat_Dx | WW2024 | fraction of year |  | 0.032177 | 0.032177 | 0.032177 | 0.032177 | 0.032177 | 0.032177 | 0.032167 | 0.032155 | 0.03214 | 0.032119 | 0.032102 | 0.032085 | 0.032067 | 0.03205 | 0.032031 | 0.032012 | 0.031994 | 0.031975 | 0.031956 | 0.031938 | 0.03192 | 0.031903 | 0.031885 | 0.031868 | 0.031852 | 0.031835 | 0.031819 | 0.031804 | 0.031788 | 0.031773 | 0.031759 | 0.031745 | 0.031731 | 0.031717 | 0.031703 | 0.03169 | 0.031677 | 0.031665 | 0.031652 | 0.03164 | 0.031628 | 0.031616 | 0.031604 | 0.031592 | 0.03158 | 0.031568 | 0.031556 | 0.031545 | 0.031533 | 0.031521 | 0.031509 | 0.031496 | 0.031484 | 0.031469
Reference | 20_USA | 18_heat_Dx | WH0004 | fraction of year |  | 0.01379 | 0.01379 | 0.01379 | 0.01379 | 0.01379 | 0.01379 | 0.013786 | 0.013781 | 0.013774 | 0.013765 | 0.013758 | 0.013751 | 0.013743 | 0.013736 | 0.013728 | 0.01372 | 0.013712 | 0.013704 | 0.013696 | 0.013688 | 0.01368 | 0.013673 | 0.013665 | 0.013658 | 0.013651 | 0.013644 | 0.013637 | 0.01363 | 0.013624 | 0.013617 | 0.013611 | 0.013605 | 0.013599 | 0.013593 | 0.013587 | 0.013581 | 0.013576 | 0.013571 | 0.013565 | 0.01356 | 0.013555 | 0.01355 | 0.013544 | 0.013539 | 0.013534 | 0.013529 | 0.013524 | 0.013519 | 0.013514 | 0.013509 | 0.013504 | 0.013498 | 0.013493 | 0.013487
Reference | 20_USA | 18_heat_Dx | WH0408 | fraction of year |  | 0.01379 | 0.01379 | 0.01379 | 0.01379 | 0.01379 | 0.01379 | 0.013786 | 0.013781 | 0.013774 | 0.013765 | 0.013758 | 0.013751 | 0.013743 | 0.013736 | 0.013728 | 0.01372 | 0.013712 | 0.013704 | 0.013696 | 0.013688 | 0.01368 | 0.013673 | 0.013665 | 0.013658 | 0.013651 | 0.013644 | 0.013637 | 0.01363 | 0.013624 | 0.013617 | 0.013611 | 0.013605 | 0.013599 | 0.013593 | 0.013587 | 0.013581 | 0.013576 | 0.013571 | 0.013565 | 0.01356 | 0.013555 | 0.01355 | 0.013544 | 0.013539 | 0.013534 | 0.013529 | 0.013524 | 0.013519 | 0.013514 | 0.013509 | 0.013504 | 0.013498 | 0.013493 | 0.013487
Reference | 20_USA | 18_heat_Dx | WH0812 | fraction of year |  | 0.01379 | 0.01379 | 0.01379 | 0.01379 | 0.01379 | 0.01379 | 0.013786 | 0.013781 | 0.013774 | 0.013765 | 0.013758 | 0.013751 | 0.013743 | 0.013736 | 0.013728 | 0.01372 | 0.013712 | 0.013704 | 0.013696 | 0.013688 | 0.01368 | 0.013673 | 0.013665 | 0.013658 | 0.013651 | 0.013644 | 0.013637 | 0.01363 | 0.013624 | 0.013617 | 0.013611 | 0.013605 | 0.013599 | 0.013593 | 0.013587 | 0.013581 | 0.013576 | 0.013571 | 0.013565 | 0.01356 | 0.013555 | 0.01355 | 0.013544 | 0.013539 | 0.013534 | 0.013529 | 0.013524 | 0.013519 | 0.013514 | 0.013509 | 0.013504 | 0.013498 | 0.013493 | 0.013487
Reference | 20_USA | 18_heat_Dx | WH1216 | fraction of year |  | 0.01379 | 0.01379 | 0.01379 | 0.01379 | 0.01379 | 0.01379 | 0.013786 | 0.013781 | 0.013774 | 0.013765 | 0.013758 | 0.013751 | 0.013743 | 0.013736 | 0.013728 | 0.01372 | 0.013712 | 0.013704 | 0.013696 | 0.013688 | 0.01368 | 0.013673 | 0.013665 | 0.013658 | 0.013651 | 0.013644 | 0.013637 | 0.01363 | 0.013624 | 0.013617 | 0.013611 | 0.013605 | 0.013599 | 0.013593 | 0.013587 | 0.013581 | 0.013576 | 0.013571 | 0.013565 | 0.01356 | 0.013555 | 0.01355 | 0.013544 | 0.013539 | 0.013534 | 0.013529 | 0.013524 | 0.013519 | 0.013514 | 0.013509 | 0.013504 | 0.013498 | 0.013493 | 0.013487
Reference | 20_USA | 18_heat_Dx | WH1620 | fraction of year |  | 0.01379 | 0.01379 | 0.01379 | 0.01379 | 0.01379 | 0.01379 | 0.013786 | 0.013781 | 0.013774 | 0.013765 | 0.013758 | 0.013751 | 0.013743 | 0.013736 | 0.013728 | 0.01372 | 0.013712 | 0.013704 | 0.013696 | 0.013688 | 0.01368 | 0.013673 | 0.013665 | 0.013658 | 0.013651 | 0.013644 | 0.013637 | 0.01363 | 0.013624 | 0.013617 | 0.013611 | 0.013605 | 0.013599 | 0.013593 | 0.013587 | 0.013581 | 0.013576 | 0.013571 | 0.013565 | 0.01356 | 0.013555 | 0.01355 | 0.013544 | 0.013539 | 0.013534 | 0.013529 | 0.013524 | 0.013519 | 0.013514 | 0.013509 | 0.013504 | 0.013498 | 0.013493 | 0.013487
Reference | 20_USA | 18_heat_Dx | WH2024 | fraction of year |  | 0.01379 | 0.01379 | 0.01379 | 0.01379 | 0.01379 | 0.01379 | 0.013786 | 0.013781 | 0.013774 | 0.013765 | 0.013758 | 0.013751 | 0.013743 | 0.013736 | 0.013728 | 0.01372 | 0.013712 | 0.013704 | 0.013696 | 0.013688 | 0.01368 | 0.013673 | 0.013665 | 0.013658 | 0.013651 | 0.013644 | 0.013637 | 0.01363 | 0.013624 | 0.013617 | 0.013611 | 0.013605 | 0.013599 | 0.013593 | 0.013587 | 0.013581 | 0.013576 | 0.013571 | 0.013565 | 0.01356 | 0.013555 | 0.01355 | 0.013544 | 0.013539 | 0.013534 | 0.013529 | 0.013524 | 0.013519 | 0.013514 | 0.013509 | 0.013504 | 0.013498 | 0.013493 | 0.013487
Reference | 20_USA | 18_heat_Dx | IW0004 | fraction of year |  | 0.060184 | 0.060184 | 0.060184 | 0.060184 | 0.060184 | 0.060184 | 0.060183 | 0.060182 | 0.06018 | 0.060178 | 0.060176 | 0.060174 | 0.060172 | 0.06017 | 0.060168 | 0.060166 | 0.060164 | 0.060162 | 0.06016 | 0.060158 | 0.060156 | 0.060155 | 0.060153 | 0.060151 | 0.060149 | 0.060147 | 0.060146 | 0.060144 | 0.060142 | 0.060141 | 0.060139 | 0.060138 | 0.060136 | 0.060135 | 0.060133 | 0.060132 | 0.06013 | 0.060129 | 0.060128 | 0.060126 | 0.060125 | 0.060124 | 0.060122 | 0.060121 | 0.06012 | 0.060119 | 0.060117 | 0.060116 | 0.060115 | 0.060114 | 0.060112 | 0.060111 | 0.06011 | 0.060108
Reference | 20_USA | 18_heat_Dx | IW0408 | fraction of year |  | 0.060184 | 0.060184 | 0.060184 | 0.060184 | 0.060184 | 0.060184 | 0.060183 | 0.060182 | 0.06018 | 0.060178 | 0.060176 | 0.060174 | 0.060172 | 0.06017 | 0.060168 | 0.060166 | 0.060164 | 0.060162 | 0.06016 | 0.060158 | 0.060156 | 0.060155 | 0.060153 | 0.060151 | 0.060149 | 0.060147 | 0.060146 | 0.060144 | 0.060142 | 0.060141 | 0.060139 | 0.060138 | 0.060136 | 0.060135 | 0.060133 | 0.060132 | 0.06013 | 0.060129 | 0.060128 | 0.060126 | 0.060125 | 0.060124 | 0.060122 | 0.060121 | 0.06012 | 0.060119 | 0.060117 | 0.060116 | 0.060115 | 0.060114 | 0.060112 | 0.060111 | 0.06011 | 0.060108
Reference | 20_USA | 18_heat_Dx | IW0812 | fraction of year |  | 0.060184 | 0.060184 | 0.060184 | 0.060184 | 0.060184 | 0.060184 | 0.060183 | 0.060182 | 0.06018 | 0.060178 | 0.060176 | 0.060174 | 0.060172 | 0.06017 | 0.060168 | 0.060166 | 0.060164 | 0.060162 | 0.06016 | 0.060158 | 0.060156 | 0.060155 | 0.060153 | 0.060151 | 0.060149 | 0.060147 | 0.060146 | 0.060144 | 0.060142 | 0.060141 | 0.060139 | 0.060138 | 0.060136 | 0.060135 | 0.060133 | 0.060132 | 0.06013 | 0.060129 | 0.060128 | 0.060126 | 0.060125 | 0.060124 | 0.060122 | 0.060121 | 0.06012 | 0.060119 | 0.060117 | 0.060116 | 0.060115 | 0.060114 | 0.060112 | 0.060111 | 0.06011 | 0.060108
Reference | 20_USA | 18_heat_Dx | IW1216 | fraction of year |  | 0.060184 | 0.060184 | 0.060184 | 0.060184 | 0.060184 | 0.060184 | 0.060183 | 0.060182 | 0.06018 | 0.060178 | 0.060176 | 0.060174 | 0.060172 | 0.06017 | 0.060168 | 0.060166 | 0.060164 | 0.060162 | 0.06016 | 0.060158 | 0.060156 | 0.060155 | 0.060153 | 0.060151 | 0.060149 | 0.060147 | 0.060146 | 0.060144 | 0.060142 | 0.060141 | 0.060139 | 0.060138 | 0.060136 | 0.060135 | 0.060133 | 0.060132 | 0.06013 | 0.060129 | 0.060128 | 0.060126 | 0.060125 | 0.060124 | 0.060122 | 0.060121 | 0.06012 | 0.060119 | 0.060117 | 0.060116 | 0.060115 | 0.060114 | 0.060112 | 0.060111 | 0.06011 | 0.060108
Reference | 20_USA | 18_heat_Dx | IW1620 | fraction of year |  | 0.060184 | 0.060184 | 0.060184 | 0.060184 | 0.060184 | 0.060184 | 0.060183 | 0.060182 | 0.06018 | 0.060178 | 0.060176 | 0.060174 | 0.060172 | 0.06017 | 0.060168 | 0.060166 | 0.060164 | 0.060162 | 0.06016 | 0.060158 | 0.060156 | 0.060155 | 0.060153 | 0.060151 | 0.060149 | 0.060147 | 0.060146 | 0.060144 | 0.060142 | 0.060141 | 0.060139 | 0.060138 | 0.060136 | 0.060135 | 0.060133 | 0.060132 | 0.06013 | 0.060129 | 0.060128 | 0.060126 | 0.060125 | 0.060124 | 0.060122 | 0.060121 | 0.06012 | 0.060119 | 0.060117 | 0.060116 | 0.060115 | 0.060114 | 0.060112 | 0.060111 | 0.06011 | 0.060108
Reference | 20_USA | 18_heat_Dx | IW2024 | fraction of year |  | 0.060184 | 0.060184 | 0.060184 | 0.060184 | 0.060184 | 0.060184 | 0.060183 | 0.060182 | 0.06018 | 0.060178 | 0.060176 | 0.060174 | 0.060172 | 0.06017 | 0.060168 | 0.060166 | 0.060164 | 0.060162 | 0.06016 | 0.060158 | 0.060156 | 0.060155 | 0.060153 | 0.060151 | 0.060149 | 0.060147 | 0.060146 | 0.060144 | 0.060142 | 0.060141 | 0.060139 | 0.060138 | 0.060136 | 0.060135 | 0.060133 | 0.060132 | 0.06013 | 0.060129 | 0.060128 | 0.060126 | 0.060125 | 0.060124 | 0.060122 | 0.060121 | 0.06012 | 0.060119 | 0.060117 | 0.060116 | 0.060115 | 0.060114 | 0.060112 | 0.060111 | 0.06011 | 0.060108
Reference | 20_USA | 18_heat_Dx | IH0004 | fraction of year |  | 0.02389 | 0.02389 | 0.02389 | 0.02389 | 0.02389 | 0.02389 | 0.023889 | 0.023889 | 0.023888 | 0.023887 | 0.023887 | 0.023886 | 0.023885 | 0.023884 | 0.023884 | 0.023883 | 0.023882 | 0.023881 | 0.02388 | 0.02388 | 0.023879 | 0.023878 | 0.023877 | 0.023877 | 0.023876 | 0.023875 | 0.023875 | 0.023874 | 0.023873 | 0.023873 | 0.023872 | 0.023871 | 0.023871 | 0.02387 | 0.02387 | 0.023869 | 0.023869 | 0.023868 | 0.023867 | 0.023867 | 0.023866 | 0.023866 | 0.023865 | 0.023865 | 0.023864 | 0.023864 | 0.023863 | 0.023863 | 0.023862 | 0.023862 | 0.023861 | 0.023861 | 0.02386 | 0.02386
Reference | 20_USA | 18_heat_Dx | IH0408 | fraction of year |  | 0.02389 | 0.02389 | 0.02389 | 0.02389 | 0.02389 | 0.02389 | 0.023889 | 0.023889 | 0.023888 | 0.023887 | 0.023887 | 0.023886 | 0.023885 | 0.023884 | 0.023884 | 0.023883 | 0.023882 | 0.023881 | 0.02388 | 0.02388 | 0.023879 | 0.023878 | 0.023877 | 0.023877 | 0.023876 | 0.023875 | 0.023875 | 0.023874 | 0.023873 | 0.023873 | 0.023872 | 0.023871 | 0.023871 | 0.02387 | 0.02387 | 0.023869 | 0.023869 | 0.023868 | 0.023867 | 0.023867 | 0.023866 | 0.023866 | 0.023865 | 0.023865 | 0.023864 | 0.023864 | 0.023863 | 0.023863 | 0.023862 | 0.023862 | 0.023861 | 0.023861 | 0.02386 | 0.02386
Reference | 20_USA | 18_heat_Dx | IH0812 | fraction of year |  | 0.02389 | 0.02389 | 0.02389 | 0.02389 | 0.02389 | 0.02389 | 0.023889 | 0.023889 | 0.023888 | 0.023887 | 0.023887 | 0.023886 | 0.023885 | 0.023884 | 0.023884 | 0.023883 | 0.023882 | 0.023881 | 0.02388 | 0.02388 | 0.023879 | 0.023878 | 0.023877 | 0.023877 | 0.023876 | 0.023875 | 0.023875 | 0.023874 | 0.023873 | 0.023873 | 0.023872 | 0.023871 | 0.023871 | 0.02387 | 0.02387 | 0.023869 | 0.023869 | 0.023868 | 0.023867 | 0.023867 | 0.023866 | 0.023866 | 0.023865 | 0.023865 | 0.023864 | 0.023864 | 0.023863 | 0.023863 | 0.023862 | 0.023862 | 0.023861 | 0.023861 | 0.02386 | 0.02386
Reference | 20_USA | 18_heat_Dx | IH1216 | fraction of year |  | 0.02389 | 0.02389 | 0.02389 | 0.02389 | 0.02389 | 0.02389 | 0.023889 | 0.023889 | 0.023888 | 0.023887 | 0.023887 | 0.023886 | 0.023885 | 0.023884 | 0.023884 | 0.023883 | 0.023882 | 0.023881 | 0.02388 | 0.02388 | 0.023879 | 0.023878 | 0.023877 | 0.023877 | 0.023876 | 0.023875 | 0.023875 | 0.023874 | 0.023873 | 0.023873 | 0.023872 | 0.023871 | 0.023871 | 0.02387 | 0.02387 | 0.023869 | 0.023869 | 0.023868 | 0.023867 | 0.023867 | 0.023866 | 0.023866 | 0.023865 | 0.023865 | 0.023864 | 0.023864 | 0.023863 | 0.023863 | 0.023862 | 0.023862 | 0.023861 | 0.023861 | 0.02386 | 0.02386
Reference | 20_USA | 18_heat_Dx | IH1620 | fraction of year |  | 0.02389 | 0.02389 | 0.02389 | 0.02389 | 0.02389 | 0.02389 | 0.023889 | 0.023889 | 0.023888 | 0.023887 | 0.023887 | 0.023886 | 0.023885 | 0.023884 | 0.023884 | 0.023883 | 0.023882 | 0.023881 | 0.02388 | 0.02388 | 0.023879 | 0.023878 | 0.023877 | 0.023877 | 0.023876 | 0.023875 | 0.023875 | 0.023874 | 0.023873 | 0.023873 | 0.023872 | 0.023871 | 0.023871 | 0.02387 | 0.02387 | 0.023869 | 0.023869 | 0.023868 | 0.023867 | 0.023867 | 0.023866 | 0.023866 | 0.023865 | 0.023865 | 0.023864 | 0.023864 | 0.023863 | 0.023863 | 0.023862 | 0.023862 | 0.023861 | 0.023861 | 0.02386 | 0.02386
Reference | 20_USA | 18_heat_Dx | IH2024 | fraction of year |  | 0.02389 | 0.02389 | 0.02389 | 0.02389 | 0.02389 | 0.02389 | 0.023889 | 0.023889 | 0.023888 | 0.023887 | 0.023887 | 0.023886 | 0.023885 | 0.023884 | 0.023884 | 0.023883 | 0.023882 | 0.023881 | 0.02388 | 0.02388 | 0.023879 | 0.023878 | 0.023877 | 0.023877 | 0.023876 | 0.023875 | 0.023875 | 0.023874 | 0.023873 | 0.023873 | 0.023872 | 0.023871 | 0.023871 | 0.02387 | 0.02387 | 0.023869 | 0.023869 | 0.023868 | 0.023867 | 0.023867 | 0.023866 | 0.023866 | 0.023865 | 0.023865 | 0.023864 | 0.023864 | 0.023863 | 0.023863 | 0.023862 | 0.023862 | 0.023861 | 0.023861 | 0.02386 | 0.02386
Reference | 20_USA | 18_heat_Dx | SW0004 | fraction of year |  | 0.026274 | 0.026274 | 0.026274 | 0.026274 | 0.026274 | 0.026274 | 0.026287 | 0.0263 | 0.026316 | 0.02634 | 0.026359 | 0.026379 | 0.0264 | 0.026419 | 0.02644 | 0.026461 | 0.026483 | 0.026504 | 0.026525 | 0.026545 | 0.026566 | 0.026586 | 0.026605 | 0.026625 | 0.026643 | 0.026662 | 0.02668 | 0.026698 | 0.026715 | 0.026732 | 0.026749 | 0.026765 | 0.026781 | 0.026796 | 0.026811 | 0.026826 | 0.026841 | 0.026855 | 0.026869 | 0.026883 | 0.026897 | 0.026911 | 0.026924 | 0.026938 | 0.026951 | 0.026965 | 0.026978 | 0.026991 | 0.027004 | 0.027018 | 0.027032 | 0.027046 | 0.02706 | 0.027076
Reference | 20_USA | 18_heat_Dx | SW0408 | fraction of year |  | 0.026274 | 0.026274 | 0.026274 | 0.026274 | 0.026274 | 0.026274 | 0.026287 | 0.0263 | 0.026316 | 0.02634 | 0.026359 | 0.026379 | 0.0264 | 0.026419 | 0.02644 | 0.026461 | 0.026483 | 0.026504 | 0.026525 | 0.026545 | 0.026566 | 0.026586 | 0.026605 | 0.026625 | 0.026643 | 0.026662 | 0.02668 | 0.026698 | 0.026715 | 0.026732 | 0.026749 | 0.026765 | 0.026781 | 0.026796 | 0.026811 | 0.026826 | 0.026841 | 0.026855 | 0.026869 | 0.026883 | 0.026897 | 0.026911 | 0.026924 | 0.026938 | 0.026951 | 0.026965 | 0.026978 | 0.026991 | 0.027004 | 0.027018 | 0.027032 | 0.027046 | 0.02706 | 0.027076
Reference | 20_USA | 18_heat_Dx | SW0812 | fraction of year |  | 0.026274 | 0.026274 | 0.026274 | 0.026274 | 0.026274 | 0.026274 | 0.026287 | 0.0263 | 0.026316 | 0.02634 | 0.026359 | 0.026379 | 0.0264 | 0.026419 | 0.02644 | 0.026461 | 0.026483 | 0.026504 | 0.026525 | 0.026545 | 0.026566 | 0.026586 | 0.026605 | 0.026625 | 0.026643 | 0.026662 | 0.02668 | 0.026698 | 0.026715 | 0.026732 | 0.026749 | 0.026765 | 0.026781 | 0.026796 | 0.026811 | 0.026826 | 0.026841 | 0.026855 | 0.026869 | 0.026883 | 0.026897 | 0.026911 | 0.026924 | 0.026938 | 0.026951 | 0.026965 | 0.026978 | 0.026991 | 0.027004 | 0.027018 | 0.027032 | 0.027046 | 0.02706 | 0.027076
Reference | 20_USA | 18_heat_Dx | SW1216 | fraction of year |  | 0.026274 | 0.026274 | 0.026274 | 0.026274 | 0.026274 | 0.026274 | 0.026287 | 0.0263 | 0.026316 | 0.02634 | 0.026359 | 0.026379 | 0.0264 | 0.026419 | 0.02644 | 0.026461 | 0.026483 | 0.026504 | 0.026525 | 0.026545 | 0.026566 | 0.026586 | 0.026605 | 0.026625 | 0.026643 | 0.026662 | 0.02668 | 0.026698 | 0.026715 | 0.026732 | 0.026749 | 0.026765 | 0.026781 | 0.026796 | 0.026811 | 0.026826 | 0.026841 | 0.026855 | 0.026869 | 0.026883 | 0.026897 | 0.026911 | 0.026924 | 0.026938 | 0.026951 | 0.026965 | 0.026978 | 0.026991 | 0.027004 | 0.027018 | 0.027032 | 0.027046 | 0.02706 | 0.027076
Reference | 20_USA | 18_heat_Dx | SW1620 | fraction of year |  | 0.026274 | 0.026274 | 0.026274 | 0.026274 | 0.026274 | 0.026274 | 0.026287 | 0.0263 | 0.026316 | 0.02634 | 0.026359 | 0.026379 | 0.0264 | 0.026419 | 0.02644 | 0.026461 | 0.026483 | 0.026504 | 0.026525 | 0.026545 | 0.026566 | 0.026586 | 0.026605 | 0.026625 | 0.026643 | 0.026662 | 0.02668 | 0.026698 | 0.026715 | 0.026732 | 0.026749 | 0.026765 | 0.026781 | 0.026796 | 0.026811 | 0.026826 | 0.026841 | 0.026855 | 0.026869 | 0.026883 | 0.026897 | 0.026911 | 0.026924 | 0.026938 | 0.026951 | 0.026965 | 0.026978 | 0.026991 | 0.027004 | 0.027018 | 0.027032 | 0.027046 | 0.02706 | 0.027076
Reference | 20_USA | 18_heat_Dx | SW2024 | fraction of year |  | 0.026274 | 0.026274 | 0.026274 | 0.026274 | 0.026274 | 0.026274 | 0.026287 | 0.0263 | 0.026316 | 0.02634 | 0.026359 | 0.026379 | 0.0264 | 0.026419 | 0.02644 | 0.026461 | 0.026483 | 0.026504 | 0.026525 | 0.026545 | 0.026566 | 0.026586 | 0.026605 | 0.026625 | 0.026643 | 0.026662 | 0.02668 | 0.026698 | 0.026715 | 0.026732 | 0.026749 | 0.026765 | 0.026781 | 0.026796 | 0.026811 | 0.026826 | 0.026841 | 0.026855 | 0.026869 | 0.026883 | 0.026897 | 0.026911 | 0.026924 | 0.026938 | 0.026951 | 0.026965 | 0.026978 | 0.026991 | 0.027004 | 0.027018 | 0.027032 | 0.027046 | 0.02706 | 0.027076
Reference | 20_USA | 18_heat_Dx | SH0004 | fraction of year |  | 0.01035 | 0.01035 | 0.01035 | 0.01035 | 0.01035 | 0.01035 | 0.010355 | 0.010361 | 0.010367 | 0.010376 | 0.010384 | 0.010392 | 0.0104 | 0.010407 | 0.010416 | 0.010424 | 0.010433 | 0.010441 | 0.010449 | 0.010457 | 0.010465 | 0.010473 | 0.010481 | 0.010488 | 0.010496 | 0.010503 | 0.01051 | 0.010517 | 0.010524 | 0.010531 | 0.010537 | 0.010544 | 0.01055 | 0.010556 | 0.010562 | 0.010568 | 0.010574 | 0.010579 | 0.010585 | 0.01059 | 0.010596 | 0.010601 | 0.010607 | 0.010612 | 0.010617 | 0.010622 | 0.010628 | 0.010633 | 0.010638 | 0.010643 | 0.010649 | 0.010655 | 0.01066 | 0.010666
Reference | 20_USA | 18_heat_Dx | SH0408 | fraction of year |  | 0.01035 | 0.01035 | 0.01035 | 0.01035 | 0.01035 | 0.01035 | 0.010355 | 0.010361 | 0.010367 | 0.010376 | 0.010384 | 0.010392 | 0.0104 | 0.010407 | 0.010416 | 0.010424 | 0.010433 | 0.010441 | 0.010449 | 0.010457 | 0.010465 | 0.010473 | 0.010481 | 0.010488 | 0.010496 | 0.010503 | 0.01051 | 0.010517 | 0.010524 | 0.010531 | 0.010537 | 0.010544 | 0.01055 | 0.010556 | 0.010562 | 0.010568 | 0.010574 | 0.010579 | 0.010585 | 0.01059 | 0.010596 | 0.010601 | 0.010607 | 0.010612 | 0.010617 | 0.010622 | 0.010628 | 0.010633 | 0.010638 | 0.010643 | 0.010649 | 0.010655 | 0.01066 | 0.010666
Reference | 20_USA | 18_heat_Dx | SH0812 | fraction of year |  | 0.01035 | 0.01035 | 0.01035 | 0.01035 | 0.01035 | 0.01035 | 0.010355 | 0.010361 | 0.010367 | 0.010376 | 0.010384 | 0.010392 | 0.0104 | 0.010407 | 0.010416 | 0.010424 | 0.010433 | 0.010441 | 0.010449 | 0.010457 | 0.010465 | 0.010473 | 0.010481 | 0.010488 | 0.010496 | 0.010503 | 0.01051 | 0.010517 | 0.010524 | 0.010531 | 0.010537 | 0.010544 | 0.01055 | 0.010556 | 0.010562 | 0.010568 | 0.010574 | 0.010579 | 0.010585 | 0.01059 | 0.010596 | 0.010601 | 0.010607 | 0.010612 | 0.010617 | 0.010622 | 0.010628 | 0.010633 | 0.010638 | 0.010643 | 0.010649 | 0.010655 | 0.01066 | 0.010666
Reference | 20_USA | 18_heat_Dx | SH1216 | fraction of year |  | 0.01035 | 0.01035 | 0.01035 | 0.01035 | 0.01035 | 0.01035 | 0.010355 | 0.010361 | 0.010367 | 0.010376 | 0.010384 | 0.010392 | 0.0104 | 0.010407 | 0.010416 | 0.010424 | 0.010433 | 0.010441 | 0.010449 | 0.010457 | 0.010465 | 0.010473 | 0.010481 | 0.010488 | 0.010496 | 0.010503 | 0.01051 | 0.010517 | 0.010524 | 0.010531 | 0.010537 | 0.010544 | 0.01055 | 0.010556 | 0.010562 | 0.010568 | 0.010574 | 0.010579 | 0.010585 | 0.01059 | 0.010596 | 0.010601 | 0.010607 | 0.010612 | 0.010617 | 0.010622 | 0.010628 | 0.010633 | 0.010638 | 0.010643 | 0.010649 | 0.010655 | 0.01066 | 0.010666
Reference | 20_USA | 18_heat_Dx | SH1620 | fraction of year |  | 0.01035 | 0.01035 | 0.01035 | 0.01035 | 0.01035 | 0.01035 | 0.010355 | 0.010361 | 0.010367 | 0.010376 | 0.010384 | 0.010392 | 0.0104 | 0.010407 | 0.010416 | 0.010424 | 0.010433 | 0.010441 | 0.010449 | 0.010457 | 0.010465 | 0.010473 | 0.010481 | 0.010488 | 0.010496 | 0.010503 | 0.01051 | 0.010517 | 0.010524 | 0.010531 | 0.010537 | 0.010544 | 0.01055 | 0.010556 | 0.010562 | 0.010568 | 0.010574 | 0.010579 | 0.010585 | 0.01059 | 0.010596 | 0.010601 | 0.010607 | 0.010612 | 0.010617 | 0.010622 | 0.010628 | 0.010633 | 0.010638 | 0.010643 | 0.010649 | 0.010655 | 0.01066 | 0.010666
Reference | 20_USA | 18_heat_Dx | SH2024 | fraction of year |  | 0.01035 | 0.01035 | 0.01035 | 0.01035 | 0.01035 | 0.01035 | 0.010355 | 0.010361 | 0.010367 | 0.010376 | 0.010384 | 0.010392 | 0.0104 | 0.010407 | 0.010416 | 0.010424 | 0.010433 | 0.010441 | 0.010449 | 0.010457 | 0.010465 | 0.010473 | 0.010481 | 0.010488 | 0.010496 | 0.010503 | 0.01051 | 0.010517 | 0.010524 | 0.010531 | 0.010537 | 0.010544 | 0.01055 | 0.010556 | 0.010562 | 0.010568 | 0.010574 | 0.010579 | 0.010585 | 0.01059 | 0.010596 | 0.010601 | 0.010607 | 0.010612 | 0.010617 | 0.010622 | 0.010628 | 0.010633 | 0.010638 | 0.010643 | 0.010649 | 0.010655 | 0.01066 | 0.010666

## InputActivityRatio
SCENARIO | REGION | TECHNOLOGY | FUEL | MODE_OF_OPERATION | UNITS | NOTES | 2017 | 2018 | 2019 | 2020 | 2021 | 2022 | 2023 | 2024 | 2025 | 2026 | 2027 | 2028 | 2029 | 2030 | 2031 | 2032 | 2033 | 2034 | 2035 | 2036 | 2037 | 2038 | 2039 | 2040 | 2041 | 2042 | 2043 | 2044 | 2045 | 2046 | 2047 | 2048 | 2049 | 2050 | 2051 | 2052 | 2053 | 2054 | 2055 | 2056 | 2057 | 2058 | 2059 | 2060 | 2061 | 2062 | 2063 | 2064 | 2065 | 2066 | 2067 | 2068 | 2069 | 2070
Reference | 20_USA | POW_Coal_PP | 01_x_thermal_coal | 1 | PJ/PJ |  | 2.5481 | 2.5322 | 2.5383 | 2.5322 | 2.5322 | 2.5322 | 2.5322 | 2.5322 | 2.5322 | 2.5322 | 2.5322 | 2.5322 | 2.5322 | 2.5322 | 2.5322 | 2.5322 | 2.5322 | 2.5322 | 2.5322 | 2.5322 | 2.5322 | 2.5322 | 2.5322 | 2.5322 | 2.5322 | 2.5322 | 2.5322 | 2.5322 | 2.5322 | 2.5322 | 2.5322 | 2.5322 | 2.5322 | 2.5322 | 2.5322 | 2.5322 | 2.5322 | 2.5322 | 2.5322 | 2.5322 | 2.5322 | 2.5322 | 2.5322 | 2.5322 | 2.5322 | 2.5322 | 2.5322 | 2.5322 | 2.5322 | 2.5322 | 2.5322 | 2.5322 | 2.5322 | 2.5322
Reference | 20_USA | POW_Coal_PP | 01_05_lignite | 1 | PJ/PJ |  | 0.17313 | 0.15203 | 0.15623 | 0.18705 | 0.18705 | 0.18705 | 0.18705 | 0.18705 | 0.18705 | 0.18705 | 0.18705 | 0.18705 | 0.18705 | 0.18705 | 0.18705 | 0.18705 | 0.18705 | 0.18705 | 0.18705 | 0.18705 | 0.18705 | 0.18705 | 0.18705 | 0.18705 | 0.18705 | 0.18705 | 0.18705 | 0.18705 | 0.18705 | 0.18705 | 0.18705 | 0.18705 | 0.18705 | 0.18705 | 0.18705 | 0.18705 | 0.18705 | 0.18705 | 0.18705 | 0.18705 | 0.18705 | 0.18705 | 0.18705 | 0.18705 | 0.18705 | 0.18705 | 0.18705 | 0.18705 | 0.18705 | 0.18705 | 0.18705 | 0.18705 | 0.18705 | 0.18705
Reference | 20_USA | POW_Coal_PP | 02_coal_products | 1 | PJ/PJ |  | 0.00036257 | 0.00040665 | 0.00051366 | 0.0002442 | 0.0002442 | 0.0002442 | 0.0002442 | 0.0002442 | 0.0002442 | 0.0002442 | 0.0002442 | 0.0002442 | 0.0002442 | 0.0002442 | 0.0002442 | 0.0002442 | 0.0002442 | 0.0002442 | 0.0002442 | 0.0002442 | 0.0002442 | 0.0002442 | 0.0002442 | 0.0002442 | 0.0002442 | 0.0002442 | 0.0002442 | 0.0002442 | 0.0002442 | 0.0002442 | 0.0002442 | 0.0002442 | 0.0002442 | 0.0002442 | 0.0002442 | 0.0002442 | 0.0002442 | 0.0002442 | 0.0002442 | 0.0002442 | 0.0002442 | 0.0002442 | 0.0002442 | 0.0002442 | 0.0002442 | 0.0002442 | 0.0002442 | 0.0002442 | 0.0002442 | 0.0002442 | 0.0002442 | 0.0002442 | 0.0002442 | 0.0002442
Reference | 20_USA | POW_Oil_PP | 07_x_other_petroleum_products | 1 | PJ/PJ |  | 1.3918 | 1.015 | 0.98817 | 0.90904 | 0.90904 | 0.90904 | 0.90904 | 0.90904 | 0.90904 | 0.90904 | 0.90904 | 0.90904 | 0.90904 | 0.90904 | 0.90904 | 0.90904 | 0.90904 | 0.90904 | 0.90904 | 0.90904 | 0.90904 | 0.90904 | 0.90904 | 0.90904 | 0.90904 | 0.90904 | 0.90904 | 0.90904 | 0.90904 | 0.90904 | 0.90904 | 0.90904 | 0.90904 | 0.90904 | 0.90904 | 0.90904 | 0.90904 | 0.90904 | 0.90904 | 0.90904 | 0.90904 | 0.90904 | 0.90904 | 0.90904 | 0.90904 | 0.90904 | 0.90904 | 0.90904 | 0.90904 | 0.90904 | 0.90904 | 0.90904 | 0.90904 | 0.90904
Reference | 20_USA | POW_Oil_PP | 07_07_gas_diesel_oil | 1 | PJ/PJ |  | 0.76051 | 0.88775 | 0.83286 | 0.88722 | 0.88722 | 0.88722 | 0.88722 | 0.88722 | 0.88722 | 0.88722 | 0.88722 | 0.88722 | 0.88722 | 0.88722 | 0.88722 | 0.88722 | 0.88722 | 0.88722 | 0.88722 | 0.88722 | 0.88722 | 0.88722 | 0.88722 | 0.88722 | 0.88722 | 0.88722 | 0.88722 | 0.88722 | 0.88722 | 0.88722 | 0.88722 | 0.88722 | 0.88722 | 0.88722 | 0.88722 | 0.88722 | 0.88722 | 0.88722 | 0.88722 | 0.88722 | 0.88722 | 0.88722 | 0.88722 | 0.88722 | 0.88722 | 0.88722 | 0.88722 | 0.88722 | 0.88722 | 0.88722 | 0.88722 | 0.88722 | 0.88722 | 0.88722
Reference | 20_USA | POW_Oil_PP | 07_08_fuel_oil | 1 | PJ/PJ |  | 0.6997 | 0.91426 | 0.9527 | 1.1203 | 1.1203 | 1.1203 | 1.1203 | 1.1203 | 1.1203 | 1.1203 | 1.1203 | 1.1203 | 1.1203 | 1.1203 | 1.1203 | 1.1203 | 1.1203 | 1.1203 | 1.1203 | 1.1203 | 1.1203 | 1.1203 | 1.1203 | 1.1203 | 1.1203 | 1.1203 | 1.1203 | 1.1203 | 1.1203 | 1.1203 | 1.1203 | 1.1203 | 1.1203 | 1.1203 | 1.1203 | 1.1203 | 1.1203 | 1.1203 | 1.1203 | 1.1203 | 1.1203 | 1.1203 | 1.1203 | 1.1203 | 1.1203 | 1.1203 | 1.1203 | 1.1203 | 1.1203 | 1.1203 | 1.1203 | 1.1203 | 1.1203 | 1.1203
Reference | 20_USA | POW_Gas_PP | 08_01_natural_gas | 1 | PJ/PJ |  | 2.0146 | 2.0191 | 1.9992 | 1.9972 | 1.9972 | 1.9972 | 1.9972 | 1.9972 | 1.9972 | 1.9972 | 1.9972 | 1.9972 | 1.9972 | 1.9972 | 1.9972 | 1.9972 | 1.9972 | 1.9972 | 1.9972 | 1.9972 | 1.9972 | 1.9972 | 1.9972 | 1.9972 | 1.9972 | 1.9972 | 1.9972 | 1.9972 | 1.9972 | 1.9972 | 1.9972 | 1.9972 | 1.9972 | 1.9972 | 1.9972 | 1.9972 | 1.9972 | 1.9972 | 1.9972 | 1.9972 | 1.9972 | 1.9972 | 1.9972 | 1.9972 | 1.9972 | 1.9972 | 1.9972 | 1.9972 | 1.9972 | 1.9972 | 1.9972 | 1.9972 | 1.9972 | 1.9972
Reference | 20_USA | POW_Gas_NEW_PP | 08_01_natural_gas | 1 | PJ/PJ |  | 2.0146 | 2.0191 | 1.9992 | 1.9972 | 1.9972 | 1.9972 | 1.9972 | 1.9972 | 1.9972 | 1.9972 | 1.9972 | 1.9972 | 1.9972 | 1.9972 | 1.9972 | 1.9972 | 1.9972 | 1.9972 | 1.9972 | 1.9972 | 1.9972 | 1.9972 | 1.9972 | 1.9972 | 1.9972 | 1.9972 | 1.9972 | 1.9972 | 1.9972 | 1.9972 | 1.9972 | 1.9972 | 1.9972 | 1.9972 | 1.9972 | 1.9972 | 1.9972 | 1.9972 | 1.9972 | 1.9972 | 1.9972 | 1.9972 | 1.9972 | 1.9972 | 1.9972 | 1.9972 | 1.9972 | 1.9972 | 1.9972 | 1.9972 | 1.9972 | 1.9972 | 1.9972 | 1.9972
Reference | 20_USA | POW_Gas_NEW_CCS_PP | 08_01_natural_gas_CCS | 1 | PJ/PJ |  | 2.0146 | 2.0191 | 1.9992 | 1.9972 | 1.9972 | 1.9972 | 1.9972 | 1.9972 | 1.9972 | 1.9972 | 1.9972 | 1.9972 | 1.9972 | 1.9972 | 1.9972 | 1.9972 | 1.9972 | 1.9972 | 1.9972 | 1.9972 | 1.9972 | 1.9972 | 1.9972 | 1.9972 | 1.9972 | 1.9972 | 1.9972 | 1.9972 | 1.9972 | 1.9972 | 1.9972 | 1.9972 | 1.9972 | 1.9972 | 1.9972 | 1.9972 | 1.9972 | 1.9972 | 1.9972 | 1.9972 | 1.9972 | 1.9972 | 1.9972 | 1.9972 | 1.9972 | 1.9972 | 1.9972 | 1.9972 | 1.9972 | 1.9972 | 1.9972 | 1.9972 | 1.9972 | 1.9972
Reference | 20_USA | POW_Gas_NEW_H2_25_PP | 08_01_natural_gas | 1 | PJ/PJ |  | 1.9547 | 1.9547 | 1.9547 | 1.9547 | 1.9547 | 1.9547 | 1.9547 | 1.9547 | 1.9547 | 1.9547 | 1.9547 | 1.9547 | 1.9547 | 1.9547 | 1.9547 | 1.9547 | 1.9547 | 1.9547 | 1.9547 | 1.9547 | 1.9547 | 1.9547 | 1.9547 | 1.9547 | 1.9547 | 1.9547 | 1.9547 | 1.9547 | 1.9547 | 1.9547 | 1.9547 | 1.9547 | 1.9547 | 1.9547 | 1.9547 | 1.9547 | 1.9547 | 1.9547 | 1.9547 | 1.9547 | 1.9547 | 1.9547 | 1.9547 | 1.9547 | 1.9547 | 1.9547 | 1.9547 | 1.9547 | 1.9547 | 1.9547 | 1.9547 | 1.9547 | 1.9547 | 1.9547
Reference | 20_USA | POW_Gas_NEW_H2_25_PP | 16_x_hydrogen | 1 | PJ/PJ |  | 0.22616 | 0.22616 | 0.22616 | 0.22616 | 0.22616 | 0.22616 | 0.22616 | 0.22616 | 0.22616 | 0.22616 | 0.22616 | 0.22616 | 0.22616 | 0.22616 | 0.22616 | 0.22616 | 0.22616 | 0.22616 | 0.22616 | 0.22616 | 0.22616 | 0.22616 | 0.22616 | 0.22616 | 0.22616 | 0.22616 | 0.22616 | 0.22616 | 0.22616 | 0.22616 | 0.22616 | 0.22616 | 0.22616 | 0.22616 | 0.22616 | 0.22616 | 0.22616 | 0.22616 | 0.22616 | 0.22616 | 0.22616 | 0.22616 | 0.22616 | 0.22616 | 0.22616 | 0.22616 | 0.22616 | 0.22616 | 0.22616 | 0.22616 | 0.22616 | 0.22616 | 0.22616 | 0.22616
Reference | 20_USA | POW_Gas_NEW_H2_50_PP | 08_01_natural_gas | 1 | PJ/PJ |  | 1.6189 | 1.6189 | 1.6189 | 1.6189 | 1.6189 | 1.6189 | 1.6189 | 1.6189 | 1.6189 | 1.6189 | 1.6189 | 1.6189 | 1.6189 | 1.6189 | 1.6189 | 1.6189 | 1.6189 | 1.6189 | 1.6189 | 1.6189 | 1.6189 | 1.6189 | 1.6189 | 1.6189 | 1.6189 | 1.6189 | 1.6189 | 1.6189 | 1.6189 | 1.6189 | 1.6189 | 1.6189 | 1.6189 | 1.6189 | 1.6189 | 1.6189 | 1.6189 | 1.6189 | 1.6189 | 1.6189 | 1.6189 | 1.6189 | 1.6189 | 1.6189 | 1.6189 | 1.6189 | 1.6189 | 1.6189 | 1.6189 | 1.6189 | 1.6189 | 1.6189 | 1.6189 | 1.6189
Reference | 20_USA | POW_Gas_NEW_H2_50_PP | 16_x_hydrogen | 1 | PJ/PJ |  | 0.56194 | 0.56194 | 0.56194 | 0.56194 | 0.56194 | 0.56194 | 0.56194 | 0.56194 | 0.56194 | 0.56194 | 0.56194 | 0.56194 | 0.56194 | 0.56194 | 0.56194 | 0.56194 | 0.56194 | 0.56194 | 0.56194 | 0.56194 | 0.56194 | 0.56194 | 0.56194 | 0.56194 | 0.56194 | 0.56194 | 0.56194 | 0.56194 | 0.56194 | 0.56194 | 0.56194 | 0.56194 | 0.56194 | 0.56194 | 0.56194 | 0.56194 | 0.56194 | 0.56194 | 0.56194 | 0.56194 | 0.56194 | 0.56194 | 0.56194 | 0.56194 | 0.56194 | 0.56194 | 0.56194 | 0.56194 | 0.56194 | 0.56194 | 0.56194 | 0.56194 | 0.56194 | 0.56194
Reference | 20_USA | POW_Solid_Biomass_PP | 15_solid_biomass | 1 | PJ/PJ |  | 4.0609 | 3.9973 | 3.9846 | 3.9456 | 3.9456 | 3.9456 | 3.9456 | 3.9456 | 3.9456 | 3.9456 | 3.9456 | 3.9456 | 3.9456 | 3.9456 | 3.9456 | 3.9456 | 3.9456 | 3.9456 | 3.9456 | 3.9456 | 3.9456 | 3.9456 | 3.9456 | 3.9456 | 3.9456 | 3.9456 | 3.9456 | 3.9456 | 3.9456 | 3.9456 | 3.9456 | 3.9456 | 3.9456 | 3.9456 | 3.9456 | 3.9456 | 3.9456 | 3.9456 | 3.9456 | 3.9456 | 3.9456 | 3.9456 | 3.9456 | 3.9456 | 3.9456 | 3.9456 | 3.9456 | 3.9456 | 3.9456 | 3.9456 | 3.9456 | 3.9456 | 3.9456 | 3.9456
Reference | 20_USA | POW_Other_PP | 16_others | 1 | PJ/PJ |  | 3.776 | 3.8105 | 3.8729 | 3.8002 | 3.8002 | 3.8002 | 3.8002 | 3.8002 | 3.8002 | 3.8002 | 3.8002 | 3.8002 | 3.8002 | 3.8002 | 3.8002 | 3.8002 | 3.8002 | 3.8002 | 3.8002 | 3.8002 | 3.8002 | 3.8002 | 3.8002 | 3.8002 | 3.8002 | 3.8002 | 3.8002 | 3.8002 | 3.8002 | 3.8002 | 3.8002 | 3.8002 | 3.8002 | 3.8002 | 3.8002 | 3.8002 | 3.8002 | 3.8002 | 3.8002 | 3.8002 | 3.8002 | 3.8002 | 3.8002 | 3.8002 | 3.8002 | 3.8002 | 3.8002 | 3.8002 | 3.8002 | 3.8002 | 3.8002 | 3.8002 | 3.8002 | 3.8002
Reference | 20_USA | POW_Coal_CHP | 01_x_thermal_coal | 1 | PJ/PJ |  | 1.98 | 1.9892 | 1.9128 | 1.9361 | 1.9361 | 1.9361 | 1.9361 | 1.9361 | 1.9361 | 1.9361 | 1.9361 | 1.9361 | 1.9361 | 1.9361 | 1.9361 | 1.9361 | 1.9361 | 1.9361 | 1.9361 | 1.9361 | 1.9361 | 1.9361 | 1.9361 | 1.9361 | 1.9361 | 1.9361 | 1.9361 | 1.9361 | 1.9361 | 1.9361 | 1.9361 | 1.9361 | 1.9361 | 1.9361 | 1.9361 | 1.9361 | 1.9361 | 1.9361 | 1.9361 | 1.9361 | 1.9361 | 1.9361 | 1.9361 | 1.9361 | 1.9361 | 1.9361 | 1.9361 | 1.9361 | 1.9361 | 1.9361 | 1.9361 | 1.9361 | 1.9361 | 1.9361
Reference | 20_USA | POW_Coal_CHP | 01_05_lignite | 1 | PJ/PJ |  | 0.00026819 | 0.00025318 | 0.00030294 | 0.00037059 | 0.00037059 | 0.00037059 | 0.00037059 | 0.00037059 | 0.00037059 | 0.00037059 | 0.00037059 | 0.00037059 | 0.00037059 | 0.00037059 | 0.00037059 | 0.00037059 | 0.00037059 | 0.00037059 | 0.00037059 | 0.00037059 | 0.00037059 | 0.00037059 | 0.00037059 | 0.00037059 | 0.00037059 | 0.00037059 | 0.00037059 | 0.00037059 | 0.00037059 | 0.00037059 | 0.00037059 | 0.00037059 | 0.00037059 | 0.00037059 | 0.00037059 | 0.00037059 | 0.00037059 | 0.00037059 | 0.00037059 | 0.00037059 | 0.00037059 | 0.00037059 | 0.00037059 | 0.00037059 | 0.00037059 | 0.00037059 | 0.00037059 | 0.00037059 | 0.00037059 | 0.00037059 | 0.00037059 | 0.00037059 | 0.00037059 | 0.00037059
Reference | 20_USA | POW_Coal_CHP | 02_coal_products | 1 | PJ/PJ |  | 0.17095 | 0.18074 | 0.22175 | 0.24119 | 0.24119 | 0.24119 | 0.24119 | 0.24119 | 0.24119 | 0.24119 | 0.24119 | 0.24119 | 0.24119 | 0.24119 | 0.24119 | 0.24119 | 0.24119 | 0.24119 | 0.24119 | 0.24119 | 0.24119 | 0.24119 | 0.24119 | 0.24119 | 0.24119 | 0.24119 | 0.24119 | 0.24119 | 0.24119 | 0.24119 | 0.24119 | 0.24119 | 0.24119 | 0.24119 | 0.24119 | 0.24119 | 0.24119 | 0.24119 | 0.24119 | 0.24119 | 0.24119 | 0.24119 | 0.24119 | 0.24119 | 0.24119 | 0.24119 | 0.24119 | 0.24119 | 0.24119 | 0.24119 | 0.24119 | 0.24119 | 0.24119 | 0.24119
Reference | 20_USA | POW_Gas_CHP | 08_01_natural_gas | 1 | PJ/PJ |  | 1.4116 | 1.4092 | 1.4238 | 1.415 | 1.415 | 1.415 | 1.415 | 1.415 | 1.415 | 1.415 | 1.415 | 1.415 | 1.415 | 1.415 | 1.415 | 1.415 | 1.415 | 1.415 | 1.415 | 1.415 | 1.415 | 1.415 | 1.415 | 1.415 | 1.415 | 1.415 | 1.415 | 1.415 | 1.415 | 1.415 | 1.415 | 1.415 | 1.415 | 1.415 | 1.415 | 1.415 | 1.415 | 1.415 | 1.415 | 1.415 | 1.415 | 1.415 | 1.415 | 1.415 | 1.415 | 1.415 | 1.415 | 1.415 | 1.415 | 1.415 | 1.415 | 1.415 | 1.415 | 1.415
Reference | 20_USA | POW_Solid_Biomass_CHP | 15_solid_biomass | 1 | PJ/PJ |  | 1.5019 | 1.5075 | 1.4876 | 1.5066 | 1.5066 | 1.5066 | 1.5066 | 1.5066 | 1.5066 | 1.5066 | 1.5066 | 1.5066 | 1.5066 | 1.5066 | 1.5066 | 1.5066 | 1.5066 | 1.5066 | 1.5066 | 1.5066 | 1.5066 | 1.5066 | 1.5066 | 1.5066 | 1.5066 | 1.5066 | 1.5066 | 1.5066 | 1.5066 | 1.5066 | 1.5066 | 1.5066 | 1.5066 | 1.5066 | 1.5066 | 1.5066 | 1.5066 | 1.5066 | 1.5066 | 1.5066 | 1.5066 | 1.5066 | 1.5066 | 1.5066 | 1.5066 | 1.5066 | 1.5066 | 1.5066 | 1.5066 | 1.5066 | 1.5066 | 1.5066 | 1.5066 | 1.5066
Reference | 20_USA | POW_Oil_CHP | 07_x_other_petroleum_products | 1 | PJ/PJ |  | 0.9328 | 0.95497 | 0.86119 | 1.0686 | 1.0686 | 1.0686 | 1.0686 | 1.0686 | 1.0686 | 1.0686 | 1.0686 | 1.0686 | 1.0686 | 1.0686 | 1.0686 | 1.0686 | 1.0686 | 1.0686 | 1.0686 | 1.0686 | 1.0686 | 1.0686 | 1.0686 | 1.0686 | 1.0686 | 1.0686 | 1.0686 | 1.0686 | 1.0686 | 1.0686 | 1.0686 | 1.0686 | 1.0686 | 1.0686 | 1.0686 | 1.0686 | 1.0686 | 1.0686 | 1.0686 | 1.0686 | 1.0686 | 1.0686 | 1.0686 | 1.0686 | 1.0686 | 1.0686 | 1.0686 | 1.0686 | 1.0686 | 1.0686 | 1.0686 | 1.0686 | 1.0686 | 1.0686
Reference | 20_USA | POW_Oil_CHP | 07_07_gas_diesel_oil | 1 | PJ/PJ |  | 0.02792 | 0.066222 | 0.033991 | 0.026403 | 0.026403 | 0.026403 | 0.026403 | 0.026403 | 0.026403 | 0.026403 | 0.026403 | 0.026403 | 0.026403 | 0.026403 | 0.026403 | 0.026403 | 0.026403 | 0.026403 | 0.026403 | 0.026403 | 0.026403 | 0.026403 | 0.026403 | 0.026403 | 0.026403 | 0.026403 | 0.026403 | 0.026403 | 0.026403 | 0.026403 | 0.026403 | 0.026403 | 0.026403 | 0.026403 | 0.026403 | 0.026403 | 0.026403 | 0.026403 | 0.026403 | 0.026403 | 0.026403 | 0.026403 | 0.026403 | 0.026403 | 0.026403 | 0.026403 | 0.026403 | 0.026403 | 0.026403 | 0.026403 | 0.026403 | 0.026403 | 0.026403 | 0.026403
Reference | 20_USA | POW_Oil_CHP | 07_08_fuel_oil | 1 | PJ/PJ |  | 0.16961 | 0.1554 | 0.16772 | 0.14655 | 0.14655 | 0.14655 | 0.14655 | 0.14655 | 0.14655 | 0.14655 | 0.14655 | 0.14655 | 0.14655 | 0.14655 | 0.14655 | 0.14655 | 0.14655 | 0.14655 | 0.14655 | 0.14655 | 0.14655 | 0.14655 | 0.14655 | 0.14655 | 0.14655 | 0.14655 | 0.14655 | 0.14655 | 0.14655 | 0.14655 | 0.14655 | 0.14655 | 0.14655 | 0.14655 | 0.14655 | 0.14655 | 0.14655 | 0.14655 | 0.14655 | 0.14655 | 0.14655 | 0.14655 | 0.14655 | 0.14655 | 0.14655 | 0.14655 | 0.14655 | 0.14655 | 0.14655 | 0.14655 | 0.14655 | 0.14655 | 0.14655 | 0.14655
Reference | 20_USA | POW_Other_CHP | 16_others | 1 | PJ/PJ |  | 1.1167 | 1.1363 | 1.1275 | 1.121 | 1.121 | 1.121 | 1.121 | 1.121 | 1.121 | 1.121 | 1.121 | 1.121 | 1.121 | 1.121 | 1.121 | 1.121 | 1.121 | 1.121 | 1.121 | 1.121 | 1.121 | 1.121 | 1.121 | 1.121 | 1.121 | 1.121 | 1.121 | 1.121 | 1.121 | 1.121 | 1.121 | 1.121 | 1.121 | 1.121 | 1.121 | 1.121 | 1.121 | 1.121 | 1.121 | 1.121 | 1.121 | 1.121 | 1.121 | 1.121 | 1.121 | 1.121 | 1.121 | 1.121 | 1.121 | 1.121 | 1.121 | 1.121 | 1.121 | 1.121
Reference | 20_USA | POW_Nuclear_PP | 09_nuclear | 1 | PJ/PJ |  | 3.0303 | 3.0303 | 3.0303 | 3.0303 | 3.0303 | 3.0303 | 3.0303 | 3.0303 | 3.0303 | 3.0303 | 3.0303 | 3.0303 | 3.0303 | 3.0303 | 3.0303 | 3.0303 | 3.0303 | 3.0303 | 3.0303 | 3.0303 | 3.0303 | 3.0303 | 3.0303 | 3.0303 | 3.0303 | 3.0303 | 3.0303 | 3.0303 | 3.0303 | 3.0303 | 3.0303 | 3.0303 | 3.0303 | 3.0303 | 3.0303 | 3.0303 | 3.0303 | 3.0303 | 3.0303 | 3.0303 | 3.0303 | 3.0303 | 3.0303 | 3.0303 | 3.0303 | 3.0303 | 3.0303 | 3.0303 | 3.0303 | 3.0303 | 3.0303 | 3.0303 | 3.0303 | 3.0303
Reference | 20_USA | POW_Hydro_PP | 10_hydro | 1 | PJ/PJ | bar: 2017 to 2070
Reference | 20_USA | POW_Geothermal_PP | 11_geothermal | 1 | PJ/PJ |  | 10 | 10 | 10 | 10 | 10 | 10 | 10 | 10 | 10 | 10 | 10 | 10 | 10 | 10 | 10 | 10 | 10 | 10 | 10 | 10 | 10 | 10 | 10 | 10 | 10 | 10 | 10 | 10 | 10 | 10 | 10 | 10 | 10 | 10 | 10 | 10 | 10 | 10 | 10 | 10 | 10 | 10 | 10 | 10 | 10 | 10 | 10 | 10 | 10 | 10 | 10 | 10 | 10 | 10
Reference | 20_USA | POW_SolarPV_PP | 12_01_of_which_photovoltaics | 1 | PJ/PJ | bar: 2017 to 2070
Reference | 20_USA | POW_SolarCSP_PP | 12_solar | 1 | PJ/PJ |  | 2.3382 | 2.3141 | 2.2569 | 2.2328 | 2.2328 | 2.2328 | 2.2328 | 2.2328 | 2.2328 | 2.2328 | 2.2328 | 2.2328 | 2.2328 | 2.2328 | 2.2328 | 2.2328 | 2.2328 | 2.2328 | 2.2328 | 2.2328 | 2.2328 | 2.2328 | 2.2328 | 2.2328 | 2.2328 | 2.2328 | 2.2328 | 2.2328 | 2.2328 | 2.2328 | 2.2328 | 2.2328 | 2.2328 | 2.2328 | 2.2328 | 2.2328 | 2.2328 | 2.2328 | 2.2328 | 2.2328 | 2.2328 | 2.2328 | 2.2328 | 2.2328 | 2.2328 | 2.2328 | 2.2328 | 2.2328 | 2.2328 | 2.2328 | 2.2328 | 2.2328 | 2.2328 | 2.2328
Reference | 20_USA | POW_Wind_PP | 14_wind | 1 | PJ/PJ | bar: 2017 to 2070
Reference | 20_USA | POW_WindOff_PP | 14_wind | 1 | PJ/PJ | bar: 2017 to 2070
Reference | 20_USA | POW_Transmission | 17_electricity | 1 | PJ/PJ | bar: 2017 to 2070
Reference | 20_USA | POW_Transmission_Heat | 18_heat | 1 | PJ/PJ | bar: 2017 to 2070
Reference | 20_USA | POW_TRN_BATT | 17_electricity_PV | 1 | PJ/PJ | bar: 2017 to 2070
Reference | 20_USA | POW_TRN_DAM | 17_electricity | 1 | PJ/PJ | bar: 2017 to 2070
Reference | 20_USA | POW_TBATT | 17_electricity_PV | 2 | PJ/PJ | bar: 2017 to 2070
Reference | 20_USA | POW_TDAM | 17_electricity | 2 | PJ/PJ | bar: 2017 to 2070
Reference | 20_USA | POW_IMPORT_ELEC_PP | 17_electricity | 1 | PJ/PJ | bar: 2017 to 2070

## OutputActivityRatio
SCENARIO | REGION | TECHNOLOGY | FUEL | MODE_OF_OPERATION | UNITS | NOTES | 2017 | 2018 | 2019 | 2020 | 2021 | 2022 | 2023 | 2024 | 2025 | 2026 | 2027 | 2028 | 2029 | 2030 | 2031 | 2032 | 2033 | 2034 | 2035 | 2036 | 2037 | 2038 | 2039 | 2040 | 2041 | 2042 | 2043 | 2044 | 2045 | 2046 | 2047 | 2048 | 2049 | 2050 | 2051 | 2052 | 2053 | 2054 | 2055 | 2056 | 2057 | 2058 | 2059 | 2060 | 2061 | 2062 | 2063 | 2064 | 2065 | 2066 | 2067 | 2068 | 2069 | 2070
Reference | 20_USA | POW_Coal_PP | 17_electricity | 1 | PJ/PJ |  | 0.94829 | 0.94086 | 0.94614 | 0.94924 | 0.98149 | 0.98149 | 0.98149 | 0.98149 | 0.98149 | 0.98149 | 0.98149 | 0.98149 | 0.98149 | 0.98149 | 0.98149 | 0.98149 | 0.98149 | 0.98149 | 0.98149 | 0.98149 | 0.98149 | 0.98149 | 0.98149 | 0.98149 | 0.98149 | 0.98149 | 0.98149 | 0.98149 | 0.98149 | 0.98149 | 0.98149 | 0.98149 | 0.98149 | 0.98149 | 0.98149 | 0.98149 | 0.98149 | 0.98149 | 0.98149 | 0.98149 | 0.98149 | 0.98149 | 0.98149 | 0.98149 | 0.98149 | 0.98149 | 0.98149 | 0.98149 | 0.98149 | 0.98149 | 0.98149 | 0.98149 | 0.98149 | 0.98149
Reference | 20_USA | POW_Coal_PP | 17_electricity_own | 1 |  |  | 0.051709 | 0.059138 | 0.053861 | 0.050763 | 0.018511 | 0.018511 | 0.018511 | 0.018511 | 0.018511 | 0.018511 | 0.018511 | 0.018511 | 0.018511 | 0.018511 | 0.018511 | 0.018511 | 0.018511 | 0.018511 | 0.018511 | 0.018511 | 0.018511 | 0.018511 | 0.018511 | 0.018511 | 0.018511 | 0.018511 | 0.018511 | 0.018511 | 0.018511 | 0.018511 | 0.018511 | 0.018511 | 0.018511 | 0.018511 | 0.018511 | 0.018511 | 0.018511 | 0.018511 | 0.018511 | 0.018511 | 0.018511 | 0.018511 | 0.018511 | 0.018511 | 0.018511 | 0.018511 | 0.018511 | 0.018511 | 0.018511 | 0.018511 | 0.018511 | 0.018511 | 0.018511 | 0.018511
Reference | 20_USA | POW_Oil_PP | 17_electricity | 1 |  |  | 0.94359 | 0.94086 | 0.94614 | 0.94924 | 0.98149 | 0.98149 | 0.98149 | 0.98149 | 0.98149 | 0.98149 | 0.98149 | 0.98149 | 0.98149 | 0.98149 | 0.98149 | 0.98149 | 0.98149 | 0.98149 | 0.98149 | 0.98149 | 0.98149 | 0.98149 | 0.98149 | 0.98149 | 0.98149 | 0.98149 | 0.98149 | 0.98149 | 0.98149 | 0.98149 | 0.98149 | 0.98149 | 0.98149 | 0.98149 | 0.98149 | 0.98149 | 0.98149 | 0.98149 | 0.98149 | 0.98149 | 0.98149 | 0.98149 | 0.98149 | 0.98149 | 0.98149 | 0.98149 | 0.98149 | 0.98149 | 0.98149 | 0.98149 | 0.98149 | 0.98149 | 0.98149 | 0.98149
Reference | 20_USA | POW_Oil_PP | 17_electricity_own | 1 |  |  | 0.056409 | 0.059138 | 0.053861 | 0.050763 | 0.018511 | 0.018511 | 0.018511 | 0.018511 | 0.018511 | 0.018511 | 0.018511 | 0.018511 | 0.018511 | 0.018511 | 0.018511 | 0.018511 | 0.018511 | 0.018511 | 0.018511 | 0.018511 | 0.018511 | 0.018511 | 0.018511 | 0.018511 | 0.018511 | 0.018511 | 0.018511 | 0.018511 | 0.018511 | 0.018511 | 0.018511 | 0.018511 | 0.018511 | 0.018511 | 0.018511 | 0.018511 | 0.018511 | 0.018511 | 0.018511 | 0.018511 | 0.018511 | 0.018511 | 0.018511 | 0.018511 | 0.018511 | 0.018511 | 0.018511 | 0.018511 | 0.018511 | 0.018511 | 0.018511 | 0.018511 | 0.018511 | 0.018511
Reference | 20_USA | POW_Gas_PP | 17_electricity | 1 |  |  | 0.95299 | 0.95072 | 0.95512 | 0.9577 | 0.98457 | 0.98457 | 0.98457 | 0.98457 | 0.98457 | 0.98457 | 0.98457 | 0.98457 | 0.98457 | 0.98457 | 0.98457 | 0.98457 | 0.98457 | 0.98457 | 0.98457 | 0.98457 | 0.98457 | 0.98457 | 0.98457 | 0.98457 | 0.98457 | 0.98457 | 0.98457 | 0.98457 | 0.98457 | 0.98457 | 0.98457 | 0.98457 | 0.98457 | 0.98457 | 0.98457 | 0.98457 | 0.98457 | 0.98457 | 0.98457 | 0.98457 | 0.98457 | 0.98457 | 0.98457 | 0.98457 | 0.98457 | 0.98457 | 0.98457 | 0.98457 | 0.98457 | 0.98457 | 0.98457 | 0.98457 | 0.98457 | 0.98457
Reference | 20_USA | POW_Gas_PP | 17_electricity_own | 1 |  |  | 0.047008 | 0.049282 | 0.044884 | 0.042303 | 0.015425 | 0.015425 | 0.015425 | 0.015425 | 0.015425 | 0.015425 | 0.015425 | 0.015425 | 0.015425 | 0.015425 | 0.015425 | 0.015425 | 0.015425 | 0.015425 | 0.015425 | 0.015425 | 0.015425 | 0.015425 | 0.015425 | 0.015425 | 0.015425 | 0.015425 | 0.015425 | 0.015425 | 0.015425 | 0.015425 | 0.015425 | 0.015425 | 0.015425 | 0.015425 | 0.015425 | 0.015425 | 0.015425 | 0.015425 | 0.015425 | 0.015425 | 0.015425 | 0.015425 | 0.015425 | 0.015425 | 0.015425 | 0.015425 | 0.015425 | 0.015425 | 0.015425 | 0.015425 | 0.015425 | 0.015425 | 0.015425 | 0.015425
Reference | 20_USA | POW_Gas_NEW_PP | 17_electricity | 1 |  |  | 0.9577 | 0.9577 | 0.9577 | 0.9577 | 0.98457 | 0.98457 | 0.98457 | 0.98457 | 0.98457 | 0.98457 | 0.98457 | 0.98457 | 0.98457 | 0.98457 | 0.98457 | 0.98457 | 0.98457 | 0.98457 | 0.98457 | 0.98457 | 0.98457 | 0.98457 | 0.98457 | 0.98457 | 0.98457 | 0.98457 | 0.98457 | 0.98457 | 0.98457 | 0.98457 | 0.98457 | 0.98457 | 0.98457 | 0.98457 | 0.98457 | 0.98457 | 0.98457 | 0.98457 | 0.98457 | 0.98457 | 0.98457 | 0.98457 | 0.98457 | 0.98457 | 0.98457 | 0.98457 | 0.98457 | 0.98457 | 0.98457 | 0.98457 | 0.98457 | 0.98457 | 0.98457 | 0.98457
Reference | 20_USA | POW_Gas_NEW_PP | 17_electricity_own | 1 |  |  | 0.042303 | 0.042303 | 0.042303 | 0.042303 | 0.015425 | 0.015425 | 0.015425 | 0.015425 | 0.015425 | 0.015425 | 0.015425 | 0.015425 | 0.015425 | 0.015425 | 0.015425 | 0.015425 | 0.015425 | 0.015425 | 0.015425 | 0.015425 | 0.015425 | 0.015425 | 0.015425 | 0.015425 | 0.015425 | 0.015425 | 0.015425 | 0.015425 | 0.015425 | 0.015425 | 0.015425 | 0.015425 | 0.015425 | 0.015425 | 0.015425 | 0.015425 | 0.015425 | 0.015425 | 0.015425 | 0.015425 | 0.015425 | 0.015425 | 0.015425 | 0.015425 | 0.015425 | 0.015425 | 0.015425 | 0.015425 | 0.015425 | 0.015425 | 0.015425 | 0.015425 | 0.015425 | 0.015425
Reference | 20_USA | POW_Gas_NEW_CCS_PP | 17_electricity | 1 |  |  | 0.9 | 0.9 | 0.9 | 0.9 | 0.9 | 0.9 | 0.9 | 0.9 | 0.9 | 0.9 | 0.9 | 0.9 | 0.9 | 0.9 | 0.9 | 0.9 | 0.9 | 0.9 | 0.9 | 0.9 | 0.9 | 0.9 | 0.9 | 0.9 | 0.9 | 0.9 | 0.9 | 0.9 | 0.9 | 0.9 | 0.9 | 0.9 | 0.9 | 0.9 | 0.9 | 0.9 | 0.9 | 0.9 | 0.9 | 0.9 | 0.9 | 0.9 | 0.9 | 0.9 | 0.9 | 0.9 | 0.9 | 0.9 | 0.9 | 0.9 | 0.9 | 0.9 | 0.9 | 0.9
Reference | 20_USA | POW_Gas_NEW_CCS_PP | 17_electricity_own | 1 |  |  | 0.1 | 0.1 | 0.1 | 0.1 | 0.1 | 0.1 | 0.1 | 0.1 | 0.1 | 0.1 | 0.1 | 0.1 | 0.1 | 0.1 | 0.1 | 0.1 | 0.1 | 0.1 | 0.1 | 0.1 | 0.1 | 0.1 | 0.1 | 0.1 | 0.1 | 0.1 | 0.1 | 0.1 | 0.1 | 0.1 | 0.1 | 0.1 | 0.1 | 0.1 | 0.1 | 0.1 | 0.1 | 0.1 | 0.1 | 0.1 | 0.1 | 0.1 | 0.1 | 0.1 | 0.1 | 0.1 | 0.1 | 0.1 | 0.1 | 0.1 | 0.1 | 0.1 | 0.1 | 0.1
Reference | 20_USA | POW_Gas_NEW_H2_25_PP | 17_electricity | 1 |  |  | 0.9577 | 0.9577 | 0.9577 | 0.9577 | 0.9577 | 0.9577 | 0.9577 | 0.9577 | 0.9577 | 0.9577 | 0.9577 | 0.9577 | 0.9577 | 0.9577 | 0.9577 | 0.9577 | 0.9577 | 0.9577 | 0.9577 | 0.9577 | 0.9577 | 0.9577 | 0.9577 | 0.9577 | 0.9577 | 0.9577 | 0.9577 | 0.9577 | 0.9577 | 0.9577 | 0.9577 | 0.9577 | 0.9577 | 0.9577 | 0.9577 | 0.9577 | 0.9577 | 0.9577 | 0.9577 | 0.9577 | 0.9577 | 0.9577 | 0.9577 | 0.9577 | 0.9577 | 0.9577 | 0.9577 | 0.9577 | 0.9577 | 0.9577 | 0.9577 | 0.9577 | 0.9577 | 0.9577
Reference | 20_USA | POW_Gas_NEW_H2_25_PP | 17_electricity_own | 1 |  |  | 0.042303 | 0.042303 | 0.042303 | 0.042303 | 0.042303 | 0.042303 | 0.042303 | 0.042303 | 0.042303 | 0.042303 | 0.042303 | 0.042303 | 0.042303 | 0.042303 | 0.042303 | 0.042303 | 0.042303 | 0.042303 | 0.042303 | 0.042303 | 0.042303 | 0.042303 | 0.042303 | 0.042303 | 0.042303 | 0.042303 | 0.042303 | 0.042303 | 0.042303 | 0.042303 | 0.042303 | 0.042303 | 0.042303 | 0.042303 | 0.042303 | 0.042303 | 0.042303 | 0.042303 | 0.042303 | 0.042303 | 0.042303 | 0.042303 | 0.042303 | 0.042303 | 0.042303 | 0.042303 | 0.042303 | 0.042303 | 0.042303 | 0.042303 | 0.042303 | 0.042303 | 0.042303 | 0.042303
Reference | 20_USA | POW_Gas_NEW_H2_50_PP | 17_electricity | 1 |  |  | 0.9577 | 0.9577 | 0.9577 | 0.9577 | 0.9577 | 0.9577 | 0.9577 | 0.9577 | 0.9577 | 0.9577 | 0.9577 | 0.9577 | 0.9577 | 0.9577 | 0.9577 | 0.9577 | 0.9577 | 0.9577 | 0.9577 | 0.9577 | 0.9577 | 0.9577 | 0.9577 | 0.9577 | 0.9577 | 0.9577 | 0.9577 | 0.9577 | 0.9577 | 0.9577 | 0.9577 | 0.9577 | 0.9577 | 0.9577 | 0.9577 | 0.9577 | 0.9577 | 0.9577 | 0.9577 | 0.9577 | 0.9577 | 0.9577 | 0.9577 | 0.9577 | 0.9577 | 0.9577 | 0.9577 | 0.9577 | 0.9577 | 0.9577 | 0.9577 | 0.9577 | 0.9577 | 0.9577
Reference | 20_USA | POW_Gas_NEW_H2_50_PP | 17_electricity_own | 1 |  |  | 0.042303 | 0.042303 | 0.042303 | 0.042303 | 0.042303 | 0.042303 | 0.042303 | 0.042303 | 0.042303 | 0.042303 | 0.042303 | 0.042303 | 0.042303 | 0.042303 | 0.042303 | 0.042303 | 0.042303 | 0.042303 | 0.042303 | 0.042303 | 0.042303 | 0.042303 | 0.042303 | 0.042303 | 0.042303 | 0.042303 | 0.042303 | 0.042303 | 0.042303 | 0.042303 | 0.042303 | 0.042303 | 0.042303 | 0.042303 | 0.042303 | 0.042303 | 0.042303 | 0.042303 | 0.042303 | 0.042303 | 0.042303 | 0.042303 | 0.042303 | 0.042303 | 0.042303 | 0.042303 | 0.042303 | 0.042303 | 0.042303 | 0.042303 | 0.042303 | 0.042303 | 0.042303 | 0.042303
Reference | 20_USA | POW_Solid_Biomass_PP | 17_electricity | 1 |  |  | 0.94359 | 0.94086 | 0.94614 | 0.94924 | 0.98149 | 0.98149 | 0.98149 | 0.98149 | 0.98149 | 0.98149 | 0.98149 | 0.98149 | 0.98149 | 0.98149 | 0.98149 | 0.98149 | 0.98149 | 0.98149 | 0.98149 | 0.98149 | 0.98149 | 0.98149 | 0.98149 | 0.98149 | 0.98149 | 0.98149 | 0.98149 | 0.98149 | 0.98149 | 0.98149 | 0.98149 | 0.98149 | 0.98149 | 0.98149 | 0.98149 | 0.98149 | 0.98149 | 0.98149 | 0.98149 | 0.98149 | 0.98149 | 0.98149 | 0.98149 | 0.98149 | 0.98149 | 0.98149 | 0.98149 | 0.98149 | 0.98149 | 0.98149 | 0.98149 | 0.98149 | 0.98149 | 0.98149
Reference | 20_USA | POW_Solid_Biomass_PP | 17_electricity_own | 1 |  |  | 0.056409 | 0.059138 | 0.053861 | 0.050763 | 0.018511 | 0.018511 | 0.018511 | 0.018511 | 0.018511 | 0.018511 | 0.018511 | 0.018511 | 0.018511 | 0.018511 | 0.018511 | 0.018511 | 0.018511 | 0.018511 | 0.018511 | 0.018511 | 0.018511 | 0.018511 | 0.018511 | 0.018511 | 0.018511 | 0.018511 | 0.018511 | 0.018511 | 0.018511 | 0.018511 | 0.018511 | 0.018511 | 0.018511 | 0.018511 | 0.018511 | 0.018511 | 0.018511 | 0.018511 | 0.018511 | 0.018511 | 0.018511 | 0.018511 | 0.018511 | 0.018511 | 0.018511 | 0.018511 | 0.018511 | 0.018511 | 0.018511 | 0.018511 | 0.018511 | 0.018511 | 0.018511 | 0.018511
Reference | 20_USA | POW_Coal_CHP | 17_electricity | 1 |  |  | 0.72775 | 0.69699 | 0.68739 | 0.75959 | 0.75959 | 0.75959 | 0.75959 | 0.75959 | 0.75959 | 0.75959 | 0.75959 | 0.75959 | 0.75959 | 0.75959 | 0.75959 | 0.75959 | 0.75959 | 0.75959 | 0.75959 | 0.75959 | 0.75959 | 0.75959 | 0.75959 | 0.75959 | 0.75959 | 0.75959 | 0.75959 | 0.75959 | 0.75959 | 0.75959 | 0.75959 | 0.75959 | 0.75959 | 0.75959 | 0.75959 | 0.75959 | 0.75959 | 0.75959 | 0.75959 | 0.75959 | 0.75959 | 0.75959 | 0.75959 | 0.75959 | 0.75959 | 0.75959 | 0.75959 | 0.75959 | 0.75959 | 0.75959 | 0.75959 | 0.75959 | 0.75959 | 0.75959
Reference | 20_USA | POW_Coal_CHP | 18_heat | 1 |  |  | 0.23256 | 0.2592 | 0.27348 | 0.19979 | 0.19979 | 0.19979 | 0.19979 | 0.19979 | 0.19979 | 0.19979 | 0.19979 | 0.19979 | 0.19979 | 0.19979 | 0.19979 | 0.19979 | 0.19979 | 0.19979 | 0.19979 | 0.19979 | 0.19979 | 0.19979 | 0.19979 | 0.19979 | 0.19979 | 0.19979 | 0.19979 | 0.19979 | 0.19979 | 0.19979 | 0.19979 | 0.19979 | 0.19979 | 0.19979 | 0.19979 | 0.19979 | 0.19979 | 0.19979 | 0.19979 | 0.19979 | 0.19979 | 0.19979 | 0.19979 | 0.19979 | 0.19979 | 0.19979 | 0.19979 | 0.19979 | 0.19979 | 0.19979 | 0.19979 | 0.19979 | 0.19979 | 0.19979
Reference | 20_USA | POW_Coal_CHP | 17_electricity_own | 1 |  |  | 0.039683 | 0.043809 | 0.039131 | 0.040621 | 0.040621 | 0.040621 | 0.040621 | 0.040621 | 0.040621 | 0.040621 | 0.040621 | 0.040621 | 0.040621 | 0.040621 | 0.040621 | 0.040621 | 0.040621 | 0.040621 | 0.040621 | 0.040621 | 0.040621 | 0.040621 | 0.040621 | 0.040621 | 0.040621 | 0.040621 | 0.040621 | 0.040621 | 0.040621 | 0.040621 | 0.040621 | 0.040621 | 0.040621 | 0.040621 | 0.040621 | 0.040621 | 0.040621 | 0.040621 | 0.040621 | 0.040621 | 0.040621 | 0.040621 | 0.040621 | 0.040621 | 0.040621 | 0.040621 | 0.040621 | 0.040621 | 0.040621 | 0.040621 | 0.040621 | 0.040621 | 0.040621 | 0.040621
Reference | 20_USA | POW_Gas_CHP | 17_electricity | 1 |  |  | 0.6711 | 0.6608 | 0.67593 | 0.66863 | 0.66863 | 0.66863 | 0.66863 | 0.66863 | 0.66863 | 0.66863 | 0.66863 | 0.66863 | 0.66863 | 0.66863 | 0.66863 | 0.66863 | 0.66863 | 0.66863 | 0.66863 | 0.66863 | 0.66863 | 0.66863 | 0.66863 | 0.66863 | 0.66863 | 0.66863 | 0.66863 | 0.66863 | 0.66863 | 0.66863 | 0.66863 | 0.66863 | 0.66863 | 0.66863 | 0.66863 | 0.66863 | 0.66863 | 0.66863 | 0.66863 | 0.66863 | 0.66863 | 0.66863 | 0.66863 | 0.66863 | 0.66863 | 0.66863 | 0.66863 | 0.66863 | 0.66863 | 0.66863 | 0.66863 | 0.66863 | 0.66863 | 0.66863
Reference | 20_USA | POW_Gas_CHP | 18_heat | 1 |  |  | 0.2958 | 0.30494 | 0.2923 | 0.30184 | 0.30184 | 0.30184 | 0.30184 | 0.30184 | 0.30184 | 0.30184 | 0.30184 | 0.30184 | 0.30184 | 0.30184 | 0.30184 | 0.30184 | 0.30184 | 0.30184 | 0.30184 | 0.30184 | 0.30184 | 0.30184 | 0.30184 | 0.30184 | 0.30184 | 0.30184 | 0.30184 | 0.30184 | 0.30184 | 0.30184 | 0.30184 | 0.30184 | 0.30184 | 0.30184 | 0.30184 | 0.30184 | 0.30184 | 0.30184 | 0.30184 | 0.30184 | 0.30184 | 0.30184 | 0.30184 | 0.30184 | 0.30184 | 0.30184 | 0.30184 | 0.30184 | 0.30184 | 0.30184 | 0.30184 | 0.30184 | 0.30184 | 0.30184
Reference | 20_USA | POW_Gas_CHP | 17_electricity_own | 1 |  |  | 0.033103 | 0.034254 | 0.031764 | 0.029534 | 0.029534 | 0.029534 | 0.029534 | 0.029534 | 0.029534 | 0.029534 | 0.029534 | 0.029534 | 0.029534 | 0.029534 | 0.029534 | 0.029534 | 0.029534 | 0.029534 | 0.029534 | 0.029534 | 0.029534 | 0.029534 | 0.029534 | 0.029534 | 0.029534 | 0.029534 | 0.029534 | 0.029534 | 0.029534 | 0.029534 | 0.029534 | 0.029534 | 0.029534 | 0.029534 | 0.029534 | 0.029534 | 0.029534 | 0.029534 | 0.029534 | 0.029534 | 0.029534 | 0.029534 | 0.029534 | 0.029534 | 0.029534 | 0.029534 | 0.029534 | 0.029534 | 0.029534 | 0.029534 | 0.029534 | 0.029534 | 0.029534 | 0.029534
Reference | 20_USA | POW_Solid_Biomass_CHP | 17_electricity | 1 |  |  | 0.73433 | 0.73615 | 0.71512 | 0.7172 | 0.7172 | 0.7172 | 0.7172 | 0.7172 | 0.7172 | 0.7172 | 0.7172 | 0.7172 | 0.7172 | 0.7172 | 0.7172 | 0.7172 | 0.7172 | 0.7172 | 0.7172 | 0.7172 | 0.7172 | 0.7172 | 0.7172 | 0.7172 | 0.7172 | 0.7172 | 0.7172 | 0.7172 | 0.7172 | 0.7172 | 0.7172 | 0.7172 | 0.7172 | 0.7172 | 0.7172 | 0.7172 | 0.7172 | 0.7172 | 0.7172 | 0.7172 | 0.7172 | 0.7172 | 0.7172 | 0.7172 | 0.7172 | 0.7172 | 0.7172 | 0.7172 | 0.7172 | 0.7172 | 0.7172 | 0.7172 | 0.7172 | 0.7172
Reference | 20_USA | POW_Solid_Biomass_CHP | 18_heat | 1 |  |  | 0.22177 | 0.21758 | 0.24418 | 0.24445 | 0.24445 | 0.24445 | 0.24445 | 0.24445 | 0.24445 | 0.24445 | 0.24445 | 0.24445 | 0.24445 | 0.24445 | 0.24445 | 0.24445 | 0.24445 | 0.24445 | 0.24445 | 0.24445 | 0.24445 | 0.24445 | 0.24445 | 0.24445 | 0.24445 | 0.24445 | 0.24445 | 0.24445 | 0.24445 | 0.24445 | 0.24445 | 0.24445 | 0.24445 | 0.24445 | 0.24445 | 0.24445 | 0.24445 | 0.24445 | 0.24445 | 0.24445 | 0.24445 | 0.24445 | 0.24445 | 0.24445 | 0.24445 | 0.24445 | 0.24445 | 0.24445 | 0.24445 | 0.24445 | 0.24445 | 0.24445 | 0.24445 | 0.24445
Reference | 20_USA | POW_Solid_Biomass_CHP | 17_electricity_own | 1 |  |  | 0.043899 | 0.046271 | 0.040709 | 0.038354 | 0.038354 | 0.038354 | 0.038354 | 0.038354 | 0.038354 | 0.038354 | 0.038354 | 0.038354 | 0.038354 | 0.038354 | 0.038354 | 0.038354 | 0.038354 | 0.038354 | 0.038354 | 0.038354 | 0.038354 | 0.038354 | 0.038354 | 0.038354 | 0.038354 | 0.038354 | 0.038354 | 0.038354 | 0.038354 | 0.038354 | 0.038354 | 0.038354 | 0.038354 | 0.038354 | 0.038354 | 0.038354 | 0.038354 | 0.038354 | 0.038354 | 0.038354 | 0.038354 | 0.038354 | 0.038354 | 0.038354 | 0.038354 | 0.038354 | 0.038354 | 0.038354 | 0.038354 | 0.038354 | 0.038354 | 0.038354 | 0.038354 | 0.038354
Reference | 20_USA | POW_Oil_CHP | 17_electricity | 1 |  |  | 0.54854 | 0.5533 | 0.52134 | 0.56173 | 0.56173 | 0.56173 | 0.56173 | 0.56173 | 0.56173 | 0.56173 | 0.56173 | 0.56173 | 0.56173 | 0.56173 | 0.56173 | 0.56173 | 0.56173 | 0.56173 | 0.56173 | 0.56173 | 0.56173 | 0.56173 | 0.56173 | 0.56173 | 0.56173 | 0.56173 | 0.56173 | 0.56173 | 0.56173 | 0.56173 | 0.56173 | 0.56173 | 0.56173 | 0.56173 | 0.56173 | 0.56173 | 0.56173 | 0.56173 | 0.56173 | 0.56173 | 0.56173 | 0.56173 | 0.56173 | 0.56173 | 0.56173 | 0.56173 | 0.56173 | 0.56173 | 0.56173 | 0.56173 | 0.56173 | 0.56173 | 0.56173 | 0.56173
Reference | 20_USA | POW_Oil_CHP | 18_heat | 1 |  |  | 0.41867 | 0.41193 | 0.44898 | 0.40823 | 0.40823 | 0.40823 | 0.40823 | 0.40823 | 0.40823 | 0.40823 | 0.40823 | 0.40823 | 0.40823 | 0.40823 | 0.40823 | 0.40823 | 0.40823 | 0.40823 | 0.40823 | 0.40823 | 0.40823 | 0.40823 | 0.40823 | 0.40823 | 0.40823 | 0.40823 | 0.40823 | 0.40823 | 0.40823 | 0.40823 | 0.40823 | 0.40823 | 0.40823 | 0.40823 | 0.40823 | 0.40823 | 0.40823 | 0.40823 | 0.40823 | 0.40823 | 0.40823 | 0.40823 | 0.40823 | 0.40823 | 0.40823 | 0.40823 | 0.40823 | 0.40823 | 0.40823 | 0.40823 | 0.40823 | 0.40823 | 0.40823 | 0.40823
Reference | 20_USA | POW_Oil_CHP | 17_electricity_own | 1 |  |  | 0.032793 | 0.034777 | 0.029678 | 0.03004 | 0.03004 | 0.03004 | 0.03004 | 0.03004 | 0.03004 | 0.03004 | 0.03004 | 0.03004 | 0.03004 | 0.03004 | 0.03004 | 0.03004 | 0.03004 | 0.03004 | 0.03004 | 0.03004 | 0.03004 | 0.03004 | 0.03004 | 0.03004 | 0.03004 | 0.03004 | 0.03004 | 0.03004 | 0.03004 | 0.03004 | 0.03004 | 0.03004 | 0.03004 | 0.03004 | 0.03004 | 0.03004 | 0.03004 | 0.03004 | 0.03004 | 0.03004 | 0.03004 | 0.03004 | 0.03004 | 0.03004 | 0.03004 | 0.03004 | 0.03004 | 0.03004 | 0.03004 | 0.03004 | 0.03004 | 0.03004 | 0.03004 | 0.03004
Reference | 20_USA | POW_Other_CHP | 17_electricity | 1 |  |  | 0.54317 | 0.54482 | 0.5381 | 0.52226 | 0.52226 | 0.52226 | 0.52226 | 0.52226 | 0.52226 | 0.52226 | 0.52226 | 0.52226 | 0.52226 | 0.52226 | 0.52226 | 0.52226 | 0.52226 | 0.52226 | 0.52226 | 0.52226 | 0.52226 | 0.52226 | 0.52226 | 0.52226 | 0.52226 | 0.52226 | 0.52226 | 0.52226 | 0.52226 | 0.52226 | 0.52226 | 0.52226 | 0.52226 | 0.52226 | 0.52226 | 0.52226 | 0.52226 | 0.52226 | 0.52226 | 0.52226 | 0.52226 | 0.52226 | 0.52226 | 0.52226 | 0.52226 | 0.52226 | 0.52226 | 0.52226 | 0.52226 | 0.52226 | 0.52226 | 0.52226 | 0.52226 | 0.52226
Reference | 20_USA | POW_Other_CHP | 18_heat | 1 |  |  | 0.42436 | 0.42094 | 0.43126 | 0.44981 | 0.44981 | 0.44981 | 0.44981 | 0.44981 | 0.44981 | 0.44981 | 0.44981 | 0.44981 | 0.44981 | 0.44981 | 0.44981 | 0.44981 | 0.44981 | 0.44981 | 0.44981 | 0.44981 | 0.44981 | 0.44981 | 0.44981 | 0.44981 | 0.44981 | 0.44981 | 0.44981 | 0.44981 | 0.44981 | 0.44981 | 0.44981 | 0.44981 | 0.44981 | 0.44981 | 0.44981 | 0.44981 | 0.44981 | 0.44981 | 0.44981 | 0.44981 | 0.44981 | 0.44981 | 0.44981 | 0.44981 | 0.44981 | 0.44981 | 0.44981 | 0.44981 | 0.44981 | 0.44981 | 0.44981 | 0.44981 | 0.44981 | 0.44981
Reference | 20_USA | POW_Other_CHP | 17_electricity_own | 1 |  |  | 0.032471 | 0.034245 | 0.030633 | 0.027929 | 0.027929 | 0.027929 | 0.027929 | 0.027929 | 0.027929 | 0.027929 | 0.027929 | 0.027929 | 0.027929 | 0.027929 | 0.027929 | 0.027929 | 0.027929 | 0.027929 | 0.027929 | 0.027929 | 0.027929 | 0.027929 | 0.027929 | 0.027929 | 0.027929 | 0.027929 | 0.027929 | 0.027929 | 0.027929 | 0.027929 | 0.027929 | 0.027929 | 0.027929 | 0.027929 | 0.027929 | 0.027929 | 0.027929 | 0.027929 | 0.027929 | 0.027929 | 0.027929 | 0.027929 | 0.027929 | 0.027929 | 0.027929 | 0.027929 | 0.027929 | 0.027929 | 0.027929 | 0.027929 | 0.027929 | 0.027929 | 0.027929 | 0.027929
Reference | 20_USA | POW_Other_PP | 17_electricity | 1 |  |  | 0.94359 | 0.94086 | 0.94614 | 0.94924 | 0.98149 | 0.98149 | 0.98149 | 0.98149 | 0.98149 | 0.98149 | 0.98149 | 0.98149 | 0.98149 | 0.98149 | 0.98149 | 0.98149 | 0.98149 | 0.98149 | 0.98149 | 0.98149 | 0.98149 | 0.98149 | 0.98149 | 0.98149 | 0.98149 | 0.98149 | 0.98149 | 0.98149 | 0.98149 | 0.98149 | 0.98149 | 0.98149 | 0.98149 | 0.98149 | 0.98149 | 0.98149 | 0.98149 | 0.98149 | 0.98149 | 0.98149 | 0.98149 | 0.98149 | 0.98149 | 0.98149 | 0.98149 | 0.98149 | 0.98149 | 0.98149 | 0.98149 | 0.98149 | 0.98149 | 0.98149 | 0.98149 | 0.98149
Reference | 20_USA | POW_Other_PP | 17_electricity_own | 1 |  |  | 0.056409 | 0.059138 | 0.053861 | 0.050763 | 0.018511 | 0.018511 | 0.018511 | 0.018511 | 0.018511 | 0.018511 | 0.018511 | 0.018511 | 0.018511 | 0.018511 | 0.018511 | 0.018511 | 0.018511 | 0.018511 | 0.018511 | 0.018511 | 0.018511 | 0.018511 | 0.018511 | 0.018511 | 0.018511 | 0.018511 | 0.018511 | 0.018511 | 0.018511 | 0.018511 | 0.018511 | 0.018511 | 0.018511 | 0.018511 | 0.018511 | 0.018511 | 0.018511 | 0.018511 | 0.018511 | 0.018511 | 0.018511 | 0.018511 | 0.018511 | 0.018511 | 0.018511 | 0.018511 | 0.018511 | 0.018511 | 0.018511 | 0.018511 | 0.018511 | 0.018511 | 0.018511 | 0.018511
Reference | 20_USA | POW_Nuclear_PP | 17_electricity | 1 |  |  | 0.95299 | 0.95072 | 0.95512 | 0.9577 | 0.9577 | 0.9577 | 0.9577 | 0.9577 | 0.9577 | 0.9577 | 0.9577 | 0.9577 | 0.9577 | 0.9577 | 0.9577 | 0.9577 | 0.9577 | 0.9577 | 0.9577 | 0.9577 | 0.9577 | 0.9577 | 0.9577 | 0.9577 | 0.9577 | 0.9577 | 0.9577 | 0.9577 | 0.9577 | 0.9577 | 0.9577 | 0.9577 | 0.9577 | 0.9577 | 0.9577 | 0.9577 | 0.9577 | 0.9577 | 0.9577 | 0.9577 | 0.9577 | 0.9577 | 0.9577 | 0.9577 | 0.9577 | 0.9577 | 0.9577 | 0.9577 | 0.9577 | 0.9577 | 0.9577 | 0.9577 | 0.9577 | 0.9577
Reference | 20_USA | POW_Nuclear_PP | 17_electricity_own | 1 |  |  | 0.047008 | 0.049282 | 0.044884 | 0.042303 | 0.042303 | 0.042303 | 0.042303 | 0.042303 | 0.042303 | 0.042303 | 0.042303 | 0.042303 | 0.042303 | 0.042303 | 0.042303 | 0.042303 | 0.042303 | 0.042303 | 0.042303 | 0.042303 | 0.042303 | 0.042303 | 0.042303 | 0.042303 | 0.042303 | 0.042303 | 0.042303 | 0.042303 | 0.042303 | 0.042303 | 0.042303 | 0.042303 | 0.042303 | 0.042303 | 0.042303 | 0.042303 | 0.042303 | 0.042303 | 0.042303 | 0.042303 | 0.042303 | 0.042303 | 0.042303 | 0.042303 | 0.042303 | 0.042303 | 0.042303 | 0.042303 | 0.042303 | 0.042303 | 0.042303 | 0.042303 | 0.042303 | 0.042303
Reference | 20_USA | POW_Hydro_PP | 17_electricity | 1 |  |  | 0.96427 | 0.97112 | 0.97022 | 0.96838 | 0.99883 | 0.99883 | 0.99883 | 0.99883 | 0.99883 | 0.99883 | 0.99883 | 0.99883 | 0.99883 | 0.99883 | 0.99883 | 0.99883 | 0.99883 | 0.99883 | 0.99883 | 0.99883 | 0.99883 | 0.99883 | 0.99883 | 0.99883 | 0.99883 | 0.99883 | 0.99883 | 0.99883 | 0.99883 | 0.99883 | 0.99883 | 0.99883 | 0.99883 | 0.99883 | 0.99883 | 0.99883 | 0.99883 | 0.99883 | 0.99883 | 0.99883 | 0.99883 | 0.99883 | 0.99883 | 0.99883 | 0.99883 | 0.99883 | 0.99883 | 0.99883 | 0.99883 | 0.99883 | 0.99883 | 0.99883 | 0.99883 | 0.99883
Reference | 20_USA | POW_Hydro_PP | 17_electricity_own | 1 |  |  | 0.035728 | 0.028876 | 0.029783 | 0.03162 | 0.001167 | 0.001167 | 0.001167 | 0.001167 | 0.001167 | 0.001167 | 0.001167 | 0.001167 | 0.001167 | 0.001167 | 0.001167 | 0.001167 | 0.001167 | 0.001167 | 0.001167 | 0.001167 | 0.001167 | 0.001167 | 0.001167 | 0.001167 | 0.001167 | 0.001167 | 0.001167 | 0.001167 | 0.001167 | 0.001167 | 0.001167 | 0.001167 | 0.001167 | 0.001167 | 0.001167 | 0.001167 | 0.001167 | 0.001167 | 0.001167 | 0.001167 | 0.001167 | 0.001167 | 0.001167 | 0.001167 | 0.001167 | 0.001167 | 0.001167 | 0.001167 | 0.001167 | 0.001167 | 0.001167 | 0.001167 | 0.001167 | 0.001167
Reference | 20_USA | POW_Geothermal_PP | 17_electricity | 1 |  |  | 0.96427 | 0.97112 | 0.97022 | 0.96838 | 0.99883 | 0.99883 | 0.99883 | 0.99883 | 0.99883 | 0.99883 | 0.99883 | 0.99883 | 0.99883 | 0.99883 | 0.99883 | 0.99883 | 0.99883 | 0.99883 | 0.99883 | 0.99883 | 0.99883 | 0.99883 | 0.99883 | 0.99883 | 0.99883 | 0.99883 | 0.99883 | 0.99883 | 0.99883 | 0.99883 | 0.99883 | 0.99883 | 0.99883 | 0.99883 | 0.99883 | 0.99883 | 0.99883 | 0.99883 | 0.99883 | 0.99883 | 0.99883 | 0.99883 | 0.99883 | 0.99883 | 0.99883 | 0.99883 | 0.99883 | 0.99883 | 0.99883 | 0.99883 | 0.99883 | 0.99883 | 0.99883 | 0.99883
Reference | 20_USA | POW_Geothermal_PP | 17_electricity_own | 1 |  |  | 0.035728 | 0.028876 | 0.029783 | 0.03162 | 0.001167 | 0.001167 | 0.001167 | 0.001167 | 0.001167 | 0.001167 | 0.001167 | 0.001167 | 0.001167 | 0.001167 | 0.001167 | 0.001167 | 0.001167 | 0.001167 | 0.001167 | 0.001167 | 0.001167 | 0.001167 | 0.001167 | 0.001167 | 0.001167 | 0.001167 | 0.001167 | 0.001167 | 0.001167 | 0.001167 | 0.001167 | 0.001167 | 0.001167 | 0.001167 | 0.001167 | 0.001167 | 0.001167 | 0.001167 | 0.001167 | 0.001167 | 0.001167 | 0.001167 | 0.001167 | 0.001167 | 0.001167 | 0.001167 | 0.001167 | 0.001167 | 0.001167 | 0.001167 | 0.001167 | 0.001167 | 0.001167 | 0.001167
Reference | 20_USA | POW_SolarPV_PP | 17_electricity_PV | 1 |  |  | 0.96427 | 0.97112 | 0.97022 | 0.96838 | 0.99883 | 0.99883 | 0.99883 | 0.99883 | 0.99883 | 0.99883 | 0.99883 | 0.99883 | 0.99883 | 0.99883 | 0.99883 | 0.99883 | 0.99883 | 0.99883 | 0.99883 | 0.99883 | 0.99883 | 0.99883 | 0.99883 | 0.99883 | 0.99883 | 0.99883 | 0.99883 | 0.99883 | 0.99883 | 0.99883 | 0.99883 | 0.99883 | 0.99883 | 0.99883 | 0.99883 | 0.99883 | 0.99883 | 0.99883 | 0.99883 | 0.99883 | 0.99883 | 0.99883 | 0.99883 | 0.99883 | 0.99883 | 0.99883 | 0.99883 | 0.99883 | 0.99883 | 0.99883 | 0.99883 | 0.99883 | 0.99883 | 0.99883
Reference | 20_USA | POW_SolarPV_PP | 17_electricity_own | 1 |  |  | 0.035728 | 0.028876 | 0.029783 | 0.03162 | 0.001167 | 0.001167 | 0.001167 | 0.001167 | 0.001167 | 0.001167 | 0.001167 | 0.001167 | 0.001167 | 0.001167 | 0.001167 | 0.001167 | 0.001167 | 0.001167 | 0.001167 | 0.001167 | 0.001167 | 0.001167 | 0.001167 | 0.001167 | 0.001167 | 0.001167 | 0.001167 | 0.001167 | 0.001167 | 0.001167 | 0.001167 | 0.001167 | 0.001167 | 0.001167 | 0.001167 | 0.001167 | 0.001167 | 0.001167 | 0.001167 | 0.001167 | 0.001167 | 0.001167 | 0.001167 | 0.001167 | 0.001167 | 0.001167 | 0.001167 | 0.001167 | 0.001167 | 0.001167 | 0.001167 | 0.001167 | 0.001167 | 0.001167
Reference | 20_USA | POW_SolarCSP_PP | 17_electricity | 1 |  |  | 0.96427 | 0.97112 | 0.97022 | 0.96838 | 0.99883 | 0.99883 | 0.99883 | 0.99883 | 0.99883 | 0.99883 | 0.99883 | 0.99883 | 0.99883 | 0.99883 | 0.99883 | 0.99883 | 0.99883 | 0.99883 | 0.99883 | 0.99883 | 0.99883 | 0.99883 | 0.99883 | 0.99883 | 0.99883 | 0.99883 | 0.99883 | 0.99883 | 0.99883 | 0.99883 | 0.99883 | 0.99883 | 0.99883 | 0.99883 | 0.99883 | 0.99883 | 0.99883 | 0.99883 | 0.99883 | 0.99883 | 0.99883 | 0.99883 | 0.99883 | 0.99883 | 0.99883 | 0.99883 | 0.99883 | 0.99883 | 0.99883 | 0.99883 | 0.99883 | 0.99883 | 0.99883 | 0.99883
Reference | 20_USA | POW_SolarCSP_PP | 17_electricity_own | 1 |  |  | 0.035728 | 0.028876 | 0.029783 | 0.03162 | 0.001167 | 0.001167 | 0.001167 | 0.001167 | 0.001167 | 0.001167 | 0.001167 | 0.001167 | 0.001167 | 0.001167 | 0.001167 | 0.001167 | 0.001167 | 0.001167 | 0.001167 | 0.001167 | 0.001167 | 0.001167 | 0.001167 | 0.001167 | 0.001167 | 0.001167 | 0.001167 | 0.001167 | 0.001167 | 0.001167 | 0.001167 | 0.001167 | 0.001167 | 0.001167 | 0.001167 | 0.001167 | 0.001167 | 0.001167 | 0.001167 | 0.001167 | 0.001167 | 0.001167 | 0.001167 | 0.001167 | 0.001167 | 0.001167 | 0.001167 | 0.001167 | 0.001167 | 0.001167 | 0.001167 | 0.001167 | 0.001167 | 0.001167
Reference | 20_USA | POW_Wind_PP | 17_electricity | 1 |  |  | 0.96427 | 0.97112 | 0.97022 | 0.96838 | 0.99883 | 0.99883 | 0.99883 | 0.99883 | 0.99883 | 0.99883 | 0.99883 | 0.99883 | 0.99883 | 0.99883 | 0.99883 | 0.99883 | 0.99883 | 0.99883 | 0.99883 | 0.99883 | 0.99883 | 0.99883 | 0.99883 | 0.99883 | 0.99883 | 0.99883 | 0.99883 | 0.99883 | 0.99883 | 0.99883 | 0.99883 | 0.99883 | 0.99883 | 0.99883 | 0.99883 | 0.99883 | 0.99883 | 0.99883 | 0.99883 | 0.99883 | 0.99883 | 0.99883 | 0.99883 | 0.99883 | 0.99883 | 0.99883 | 0.99883 | 0.99883 | 0.99883 | 0.99883 | 0.99883 | 0.99883 | 0.99883 | 0.99883
Reference | 20_USA | POW_Wind_PP | 17_electricity_own | 1 |  |  | 0.035728 | 0.028876 | 0.029783 | 0.03162 | 0.001167 | 0.001167 | 0.001167 | 0.001167 | 0.001167 | 0.001167 | 0.001167 | 0.001167 | 0.001167 | 0.001167 | 0.001167 | 0.001167 | 0.001167 | 0.001167 | 0.001167 | 0.001167 | 0.001167 | 0.001167 | 0.001167 | 0.001167 | 0.001167 | 0.001167 | 0.001167 | 0.001167 | 0.001167 | 0.001167 | 0.001167 | 0.001167 | 0.001167 | 0.001167 | 0.001167 | 0.001167 | 0.001167 | 0.001167 | 0.001167 | 0.001167 | 0.001167 | 0.001167 | 0.001167 | 0.001167 | 0.001167 | 0.001167 | 0.001167 | 0.001167 | 0.001167 | 0.001167 | 0.001167 | 0.001167 | 0.001167 | 0.001167
Reference | 20_USA | POW_WindOff_PP | 17_electricity | 1 |  |  | 0.96427 | 0.97112 | 0.97022 | 0.96838 | 0.96838 | 0.96838 | 0.96838 | 0.96838 | 0.96838 | 0.96838 | 0.96838 | 0.96838 | 0.96838 | 0.96838 | 0.96838 | 0.96838 | 0.96838 | 0.96838 | 0.96838 | 0.96838 | 0.96838 | 0.96838 | 0.96838 | 0.96838 | 0.96838 | 0.96838 | 0.96838 | 0.96838 | 0.96838 | 0.96838 | 0.96838 | 0.96838 | 0.96838 | 0.96838 | 0.96838 | 0.96838 | 0.96838 | 0.96838 | 0.96838 | 0.96838 | 0.96838 | 0.96838 | 0.96838 | 0.96838 | 0.96838 | 0.96838 | 0.96838 | 0.96838 | 0.96838 | 0.96838 | 0.96838 | 0.96838 | 0.96838 | 0.96838
Reference | 20_USA | POW_WindOff_PP | 17_electricity_own | 1 |  |  | 0.035728 | 0.028876 | 0.029783 | 0.03162 | 0.03162 | 0.03162 | 0.03162 | 0.03162 | 0.03162 | 0.03162 | 0.03162 | 0.03162 | 0.03162 | 0.03162 | 0.03162 | 0.03162 | 0.03162 | 0.03162 | 0.03162 | 0.03162 | 0.03162 | 0.03162 | 0.03162 | 0.03162 | 0.03162 | 0.03162 | 0.03162 | 0.03162 | 0.03162 | 0.03162 | 0.03162 | 0.03162 | 0.03162 | 0.03162 | 0.03162 | 0.03162 | 0.03162 | 0.03162 | 0.03162 | 0.03162 | 0.03162 | 0.03162 | 0.03162 | 0.03162 | 0.03162 | 0.03162 | 0.03162 | 0.03162 | 0.03162 | 0.03162 | 0.03162 | 0.03162 | 0.03162 | 0.03162
Reference | 20_USA | POW_IMPORT_ELEC_PP | 17_electricity | 1 | bar: 2017 to 2070
Reference | 20_USA | POW_Transmission | 17_electricity_Dx | 1 |  |  | 0.94511 | 0.95044 | 0.94207 | 0.9518 | 0.93813 | 0.93813 | 0.93813 | 0.93813 | 0.93813 | 0.93813 | 0.93813 | 0.93813 | 0.93813 | 0.93813 | 0.93813 | 0.93813 | 0.93813 | 0.93813 | 0.93813 | 0.93813 | 0.93813 | 0.93813 | 0.93813 | 0.93813 | 0.93813 | 0.93813 | 0.93813 | 0.93813 | 0.93813 | 0.93813 | 0.93813 | 0.93813 | 0.93813 | 0.93813 | 0.93813 | 0.93813 | 0.93813 | 0.93813 | 0.93813 | 0.93813 | 0.93813 | 0.93813 | 0.93813 | 0.93813 | 0.93813 | 0.93813 | 0.93813 | 0.93813 | 0.93813 | 0.93813 | 0.93813 | 0.93813 | 0.93813 | 0.93813
Reference | 20_USA | POW_Transmission | 17_electricity_loss | 1 |  |  | 0.054888 | 0.049564 | 0.057931 | 0.048203 | 0.061871 | 0.061871 | 0.061871 | 0.061871 | 0.061871 | 0.061871 | 0.061871 | 0.061871 | 0.061871 | 0.061871 | 0.061871 | 0.061871 | 0.061871 | 0.061871 | 0.061871 | 0.061871 | 0.061871 | 0.061871 | 0.061871 | 0.061871 | 0.061871 | 0.061871 | 0.061871 | 0.061871 | 0.061871 | 0.061871 | 0.061871 | 0.061871 | 0.061871 | 0.061871 | 0.061871 | 0.061871 | 0.061871 | 0.061871 | 0.061871 | 0.061871 | 0.061871 | 0.061871 | 0.061871 | 0.061871 | 0.061871 | 0.061871 | 0.061871 | 0.061871 | 0.061871 | 0.061871 | 0.061871 | 0.061871 | 0.061871 | 0.061871
Reference | 20_USA | POW_Transmission_Heat | 18_heat_Dx | 1 |  |  | 0.54495 | 0.54538 | 0.5463 | 0.5464 | 0.5464 | 0.5464 | 0.5464 | 0.5464 | 0.5464 | 0.5464 | 0.5464 | 0.5464 | 0.5464 | 0.5464 | 0.5464 | 0.5464 | 0.5464 | 0.5464 | 0.5464 | 0.5464 | 0.5464 | 0.5464 | 0.5464 | 0.5464 | 0.5464 | 0.5464 | 0.5464 | 0.5464 | 0.5464 | 0.5464 | 0.5464 | 0.5464 | 0.5464 | 0.5464 | 0.5464 | 0.5464 | 0.5464 | 0.5464 | 0.5464 | 0.5464 | 0.5464 | 0.5464 | 0.5464 | 0.5464 | 0.5464 | 0.5464 | 0.5464 | 0.5464 | 0.5464 | 0.5464 | 0.5464 | 0.5464 | 0.5464 | 0.5464
Reference | 20_USA | POW_Transmission_Heat | 18_heat_own | 1 |  |  | 0.33537 | 0.33485 | 0.33373 | 0.33361 | 0.33361 | 0.33361 | 0.33361 | 0.33361 | 0.33361 | 0.33361 | 0.33361 | 0.33361 | 0.33361 | 0.33361 | 0.33361 | 0.33361 | 0.33361 | 0.33361 | 0.33361 | 0.33361 | 0.33361 | 0.33361 | 0.33361 | 0.33361 | 0.33361 | 0.33361 | 0.33361 | 0.33361 | 0.33361 | 0.33361 | 0.33361 | 0.33361 | 0.33361 | 0.33361 | 0.33361 | 0.33361 | 0.33361 | 0.33361 | 0.33361 | 0.33361 | 0.33361 | 0.33361 | 0.33361 | 0.33361 | 0.33361 | 0.33361 | 0.33361 | 0.33361 | 0.33361 | 0.33361 | 0.33361 | 0.33361 | 0.33361 | 0.33361
Reference | 20_USA | POW_Transmission_Heat | 18_heat_loss | 1 |  |  | 0.11967 | 0.11977 | 0.11997 | 0.11999 | 0.11999 | 0.11999 | 0.11999 | 0.11999 | 0.11999 | 0.11999 | 0.11999 | 0.11999 | 0.11999 | 0.11999 | 0.11999 | 0.11999 | 0.11999 | 0.11999 | 0.11999 | 0.11999 | 0.11999 | 0.11999 | 0.11999 | 0.11999 | 0.11999 | 0.11999 | 0.11999 | 0.11999 | 0.11999 | 0.11999 | 0.11999 | 0.11999 | 0.11999 | 0.11999 | 0.11999 | 0.11999 | 0.11999 | 0.11999 | 0.11999 | 0.11999 | 0.11999 | 0.11999 | 0.11999 | 0.11999 | 0.11999 | 0.11999 | 0.11999 | 0.11999 | 0.11999 | 0.11999 | 0.11999 | 0.11999 | 0.11999 | 0.11999
Reference | 20_USA | POW_TRN_BATT | 17_electricity | 1 | bar: 2017 to 2070
Reference | 20_USA | POW_TRN_DAM | 17_electricity | 1 | bar: 2017 to 2070
Reference | 20_USA | POW_TBATT | 17_electricity | 2 |  |  | 0.95 | 0.95 | 0.95 | 0.95 | 0.95 | 0.95 | 0.95 | 0.95 | 0.95 | 0.95 | 0.95 | 0.95 | 0.95 | 0.95 | 0.95 | 0.95 | 0.95 | 0.95 | 0.95 | 0.95 | 0.95 | 0.95 | 0.95 | 0.95 | 0.95 | 0.95 | 0.95 | 0.95 | 0.95 | 0.95 | 0.95 | 0.95 | 0.95 | 0.95 | 0.95 | 0.95 | 0.95 | 0.95 | 0.95 | 0.95 | 0.95 | 0.95 | 0.95 | 0.95 | 0.95 | 0.95 | 0.95 | 0.95 | 0.95 | 0.95 | 0.95 | 0.95 | 0.95 | 0.95
Reference | 20_USA | POW_TBATT | 17_electricity_own | 2 |  |  | 0.05 | 0.05 | 0.05 | 0.05 | 0.05 | 0.05 | 0.05 | 0.05 | 0.05 | 0.05 | 0.05 | 0.05 | 0.05 | 0.05 | 0.05 | 0.05 | 0.05 | 0.05 | 0.05 | 0.05 | 0.05 | 0.05 | 0.05 | 0.05 | 0.05 | 0.05 | 0.05 | 0.05 | 0.05 | 0.05 | 0.05 | 0.05 | 0.05 | 0.05 | 0.05 | 0.05 | 0.05 | 0.05 | 0.05 | 0.05 | 0.05 | 0.05 | 0.05 | 0.05 | 0.05 | 0.05 | 0.05 | 0.05 | 0.05 | 0.05 | 0.05 | 0.05 | 0.05 | 0.05
Reference | 20_USA | POW_TDAM | 17_electricity | 2 |  |  | 0.95 | 0.95 | 0.95 | 0.95 | 0.95 | 0.95 | 0.95 | 0.95 | 0.95 | 0.95 | 0.95 | 0.95 | 0.95 | 0.95 | 0.95 | 0.95 | 0.95 | 0.95 | 0.95 | 0.95 | 0.95 | 0.95 | 0.95 | 0.95 | 0.95 | 0.95 | 0.95 | 0.95 | 0.95 | 0.95 | 0.95 | 0.95 | 0.95 | 0.95 | 0.95 | 0.95 | 0.95 | 0.95 | 0.95 | 0.95 | 0.95 | 0.95 | 0.95 | 0.95 | 0.95 | 0.95 | 0.95 | 0.95 | 0.95 | 0.95 | 0.95 | 0.95 | 0.95 | 0.95
Reference | 20_USA | POW_TDAM | 17_electricity_own | 2 |  |  | 0.05 | 0.05 | 0.05 | 0.05 | 0.05 | 0.05 | 0.05 | 0.05 | 0.05 | 0.05 | 0.05 | 0.05 | 0.05 | 0.05 | 0.05 | 0.05 | 0.05 | 0.05 | 0.05 | 0.05 | 0.05 | 0.05 | 0.05 | 0.05 | 0.05 | 0.05 | 0.05 | 0.05 | 0.05 | 0.05 | 0.05 | 0.05 | 0.05 | 0.05 | 0.05 | 0.05 | 0.05 | 0.05 | 0.05 | 0.05 | 0.05 | 0.05 | 0.05 | 0.05 | 0.05 | 0.05 | 0.05 | 0.05 | 0.05 | 0.05 | 0.05 | 0.05 | 0.05 | 0.05
Reference | 20_USA | POW_01_x_thermal_coal | 01_x_thermal_coal | 1 | bar: 2017 to 2070
Reference | 20_USA | POW_01_05_lignite | 01_05_lignite | 1 | bar: 2017 to 2070
Reference | 20_USA | POW_02_coal_products | 02_coal_products | 1 | bar: 2017 to 2070
Reference | 20_USA | POW_07_07_gas_diesel_oil | 07_07_gas_diesel_oil | 1 | bar: 2017 to 2070
Reference | 20_USA | POW_07_08_fuel_oil | 07_08_fuel_oil | 1 | bar: 2017 to 2070
Reference | 20_USA | POW_07_x_other_petroleum_products | 07_x_other_petroleum_products | 1 | bar: 2017 to 2070
Reference | 20_USA | POW_08_01_natural_gas | 08_01_natural_gas | 1 | bar: 2017 to 2070
Reference | 20_USA | POW_08_01_natural_gas_CCS | 08_01_natural_gas_CCS | 1 | bar: 2017 to 2070
Reference | 20_USA | POW_09_nuclear | 09_nuclear | 1 | bar: 2017 to 2070
Reference | 20_USA | POW_10_hydro | 10_hydro | 1 | bar: 2017 to 2070
Reference | 20_USA | POW_11_geothermal | 11_geothermal | 1 | bar: 2017 to 2070
Reference | 20_USA | POW_12_solar | 12_solar | 1 | bar: 2017 to 2070
Reference | 20_USA | POW_12_1_of_which_photovoltaics | 12_01_of_which_photovoltaics | 1 | bar: 2017 to 2070
Reference | 20_USA | POW_14_wind | 14_wind | 1 | bar: 2017 to 2070
Reference | 20_USA | POW_15_solid_biomass | 15_solid_biomass | 1 | bar: 2017 to 2070
Reference | 20_USA | POW_16_others | 16_others | 1 | bar: 2017 to 2070
Reference | 20_USA | POW_17_electricity_imports | 17_electricity_imports | 1 | bar: 2017 to 2070
Reference | 20_USA | YYY_01_x_coal_thermal | 01_x_thermal_coal | 1 | bar: 2017 to 2070
Reference | 20_USA | YYY_01_05_lignite | 01_05_lignite | 1 | bar: 2017 to 2070
Reference | 20_USA | YYY_02_coal_products | 02_coal_products | 1 | bar: 2017 to 2070
Reference | 20_USA | YYY_07_07_gas_diesel_oil | 07_07_gas_diesel_oil | 1 | bar: 2017 to 2070
Reference | 20_USA | YYY_07_08_fuel_oil | 07_08_fuel_oil | 1 | bar: 2017 to 2070
Reference | 20_USA | YYY_07_x_other_petroleum_products | 07_x_other_petroleum_products | 1 | bar: 2017 to 2070
Reference | 20_USA | YYY_08_01_natural_gas | 08_01_natural_gas | 1 | bar: 2017 to 2070
Reference | 20_USA | YYY_08_01_natural_gas_CCS | 08_01_natural_gas_CCS | 1 | bar: 2017 to 2070
Reference | 20_USA | YYY_09_nuclear | 09_nuclear | 1 | bar: 2017 to 2070
Reference | 20_USA | YYY_10_hydro | 10_hydro | 1 | bar: 2017 to 2070
Reference | 20_USA | YYY_11_geothermal | 11_geothermal | 1 | bar: 2017 to 2070
Reference | 20_USA | YYY_12_solar | 12_solar | 1 | bar: 2017 to 2070
Reference | 20_USA | YYY_12_1_of_which_photovoltaics | 12_01_of_which_photovoltaics | 1 | bar: 2017 to 2070
Reference | 20_USA | YYY_14_wind | 14_wind | 1 | bar: 2017 to 2070
Reference | 20_USA | YYY_15_solid_biomass | 15_solid_biomass | 1 | bar: 2017 to 2070
Reference | 20_USA | YYY_16_others | 16_others | 1 | bar: 2017 to 2070
Reference | 20_USA | YYY_16_x_hydrogen | 16_x_hydrogen | 1 | bar: 2017 to 2070
Reference | 20_USA | YYY_17_electricity | 17_electricity | 1 | bar: 2017 to 2070
Reference | 20_USA | YYY_17_electricity_gen | 17_electricity_gen | 1 | bar: 2017 to 2070
Reference | 20_USA | YYY_17_electricity_PV | 17_electricity_PV | 1 | bar: 2017 to 2070
Reference | 20_USA | YYY_17_electricity_Dx | 17_electricity_Dx | 1 | bar: 2017 to 2070
Reference | 20_USA | YYY_17_electricity_own | 17_electricity_own | 1 | bar: 2017 to 2070
Reference | 20_USA | YYY_17_electricity_loss | 17_electricity_loss | 1 | bar: 2017 to 2070
Reference | 20_USA | YYY_17_electricity_imports | 17_electricity_imports | 1 | bar: 2017 to 2070
Reference | 20_USA | YYY_18_heat | 18_heat | 1 | bar: 2017 to 2070
Reference | 20_USA | YYY_18_heat_Dx | 18_heat_Dx | 1 | bar: 2017 to 2070
Reference | 20_USA | YYY_18_heat_loss | 18_heat_loss | 1 | bar: 2017 to 2070

## CapitalCost
SCENARIO | REGION | TECHNOLOGY | UNITS | NOTES | 2017 | 2018 | 2019 | 2020 | 2021 | 2022 | 2023 | 2024 | 2025 | 2026 | 2027 | 2028 | 2029 | 2030 | 2031 | 2032 | 2033 | 2034 | 2035 | 2036 | 2037 | 2038 | 2039 | 2040 | 2041 | 2042 | 2043 | 2044 | 2045 | 2046 | 2047 | 2048 | 2049 | 2050 | 2051 | 2052 | 2053 | 2054 | 2055 | 2056 | 2057 | 2058 | 2059 | 2060 | 2061 | 2062 | 2063 | 2064 | 2065 | 2066 | 2067 | 2068 | 2069 | 2070
Reference | 20_USA | POW_Coal_PP | million $/GW |  | 0 | 0 | 0 | 0 | 0 | 0 | 0 | 0 | 0 | 0 | 0 | 0 | 0 | 0 | 0 | 0 | 0 | 0 | 0 | 0 | 0 | 0 | 0 | 0 | 0 | 0 | 0 | 0 | 0 | 0 | 0 | 0 | 0 | 0 | 0 | 0 | 0 | 0 | 0 | 0 | 0 | 0 | 0 | 0 | 0 | 0 | 0 | 0 | 0 | 0 | 0 | 0 | 0 | 0
Reference | 20_USA | POW_Lignite_PP | million $/GW |  | 0 | 0 | 0 | 0 | 0 | 0 | 0 | 0 | 0 | 0 | 0 | 0 | 0 | 0 | 0 | 0 | 0 | 0 | 0 | 0 | 0 | 0 | 0 | 0 | 0 | 0 | 0 | 0 | 0 | 0 | 0 | 0 | 0 | 0 | 0 | 0 | 0 | 0 | 0 | 0 | 0 | 0 | 0 | 0 | 0 | 0 | 0 | 0 | 0 | 0 | 0 | 0 | 0 | 0
Reference | 20_USA | POW_Coal_NEW_PP | million $/GW |  | 3074.9414 | 3074.9414 | 2868.9874 | 3074.9414 | 3074.9414 | 2868.9874 | 2851.0263 | 2833.0652 | 2813.9067 | 2795.9456 | 2777.9845 | 2760.0234 | 2742.0623 | 2724.1012 | 2704.9426 | 2686.9815 | 2669.0204 | 2651.0593 | 2633.0982 | 2615.1371 | 2595.9786 | 2578.0175 | 2560.0564 | 2542.0953 | 2524.1342 | 2506.1731 | 2487.0146 | 2469.0534 | 2451.0923 | 2433.1312 | 2415.1701 | 2397.209 | 2378.0505 | 2360.0894 | 2360.0894 | 2360.0894 | 2360.0894 | 2360.0894 | 2360.0894 | 2360.0894 | 2360.0894 | 2360.0894 | 2360.0894 | 2360.0894 | 2360.0894 | 2360.0894 | 2360.0894 | 2360.0894 | 2360.0894 | 2360.0894 | 2360.0894 | 2360.0894 | 2360.0894 | 2360.0894
Reference | 20_USA | POW_Lignite_NEW_PP | million $/GW |  | 3074.9414 | 3074.9414 | 2868.9874 | 3074.9414 | 3074.9414 | 2868.9874 | 2851.0263 | 2833.0652 | 2813.9067 | 2795.9456 | 2777.9845 | 2760.0234 | 2742.0623 | 2724.1012 | 2704.9426 | 2686.9815 | 2669.0204 | 2651.0593 | 2633.0982 | 2615.1371 | 2595.9786 | 2578.0175 | 2560.0564 | 2542.0953 | 2524.1342 | 2506.1731 | 2487.0146 | 2469.0534 | 2451.0923 | 2433.1312 | 2415.1701 | 2397.209 | 2378.0505 | 2360.0894 | 2360.0894 | 2360.0894 | 2360.0894 | 2360.0894 | 2360.0894 | 2360.0894 | 2360.0894 | 2360.0894 | 2360.0894 | 2360.0894 | 2360.0894 | 2360.0894 | 2360.0894 | 2360.0894 | 2360.0894 | 2360.0894 | 2360.0894 | 2360.0894 | 2360.0894 | 2360.0894
Reference | 20_USA | POW_Oil_PP | million $/GW |  | 1000 | 1000 | 1000 | 1000 | 1000 | 1000 | 1000 | 1000 | 1000 | 1000 | 1000 | 1000 | 1000 | 1000 | 1000 | 1000 | 1000 | 1000 | 1000 | 1000 | 1000 | 1000 | 1000 | 1000 | 1000 | 1000 | 1000 | 1000 | 1000 | 1000 | 1000 | 1000 | 1000 | 1000 | 1000 | 1000 | 1000 | 1000 | 1000 | 1000 | 1000 | 1000 | 1000 | 1000 | 1000 | 1000 | 1000 | 1000 | 1000 | 1000 | 1000 | 1000 | 1000 | 1000
Reference | 20_USA | POW_Gas_PP | million $/GW |  | 0 | 0 | 0 | 0 | 0 | 0 | 0 | 0 | 0 | 0 | 0 | 0 | 0 | 0 | 0 | 0 | 0 | 0 | 0 | 0 | 0 | 0 | 0 | 0 | 0 | 0 | 0 | 0 | 0 | 0 | 0 | 0 | 0 | 0 | 0 | 0 | 0 | 0 | 0 | 0 | 0 | 0 | 0 | 0 | 0 | 0 | 0 | 0 | 0 | 0 | 0 | 0 | 0 | 0
Reference | 20_USA | POW_Gas_NEW_PP | million $/GW |  | 1038.3472 | 1038.3472 | 1038.3472 | 1038.3472 | 1038.3472 | 1038.3472 | 1038.3472 | 1038.3472 | 968.1738 | 962.6915 | 949.534 | 940.7623 | 934.1835 | 926.5083 | 921.026 | 915.5437 | 912.2543 | 906.772 | 903.4827 | 899.0968 | 895.8074 | 891.4216 | 888.1322 | 883.7464 | 880.457 | 876.0712 | 872.7818 | 869.4924 | 865.1066 | 861.8172 | 857.4314 | 854.142 | 849.7561 | 846.4668 | 846.4668 | 846.4668 | 846.4668 | 846.4668 | 846.4668 | 846.4668 | 846.4668 | 846.4668 | 846.4668 | 846.4668 | 846.4668 | 846.4668 | 846.4668 | 846.4668 | 846.4668 | 846.4668 | 846.4668 | 846.4668 | 846.4668 | 846.4668
Reference | 20_USA | POW_Gas_NEW_CCS_PP | million $/GW |  | 2630.4064 | 2630.4064 | 2630.4064 | 2630.4064 | 2630.4064 | 2630.4064 | 2630.4064 | 2630.4064 | 2453.8765 | 2433.0437 | 2400.1499 | 2373.8349 | 2350.8093 | 2326.6872 | 2306.9509 | 2286.1181 | 2267.4783 | 2247.7421 | 2229.1023 | 2211.5589 | 2192.9191 | 2174.2793 | 2155.6395 | 2138.0961 | 2119.4563 | 2100.8165 | 2083.2731 | 2064.6333 | 2045.9935 | 2027.3537 | 2009.8103 | 1991.1705 | 1972.5307 | 1954.9874 | 1954.9874 | 1954.9874 | 1954.9874 | 1954.9874 | 1954.9874 | 1954.9874 | 1954.9874 | 1954.9874 | 1954.9874 | 1954.9874 | 1954.9874 | 1954.9874 | 1954.9874 | 1954.9874 | 1954.9874 | 1954.9874 | 1954.9874 | 1954.9874 | 1954.9874 | 1954.9874
Reference | 20_USA | POW_Gas_NEW_H2_25_PP | million $/GW |  | 1038.3472 | 1038.3472 | 1038.3472 | 1038.3472 | 1038.3472 | 1038.3472 | 1038.3472 | 1038.3472 | 968.1738 | 962.6915 | 949.534 | 940.7623 | 934.1835 | 926.5083 | 921.026 | 915.5437 | 912.2543 | 906.772 | 903.4827 | 899.0968 | 895.8074 | 891.4216 | 888.1322 | 883.7464 | 880.457 | 876.0712 | 872.7818 | 869.4924 | 865.1066 | 861.8172 | 857.4314 | 854.142 | 849.7561 | 846.4668 | 846.4668 | 846.4668 | 846.4668 | 846.4668 | 846.4668 | 846.4668 | 846.4668 | 846.4668 | 846.4668 | 846.4668 | 846.4668 | 846.4668 | 846.4668 | 846.4668 | 846.4668 | 846.4668 | 846.4668 | 846.4668 | 846.4668 | 846.4668
Reference | 20_USA | POW_Gas_NEW_H2_50_PP | million $/GW |  | 1038.3472 | 1038.3472 | 1038.3472 | 1038.3472 | 1038.3472 | 1038.3472 | 1038.3472 | 1038.3472 | 968.1738 | 962.6915 | 949.534 | 940.7623 | 934.1835 | 926.5083 | 921.026 | 915.5437 | 912.2543 | 906.772 | 903.4827 | 899.0968 | 895.8074 | 891.4216 | 888.1322 | 883.7464 | 880.457 | 876.0712 | 872.7818 | 869.4924 | 865.1066 | 861.8172 | 857.4314 | 854.142 | 849.7561 | 846.4668 | 846.4668 | 846.4668 | 846.4668 | 846.4668 | 846.4668 | 846.4668 | 846.4668 | 846.4668 | 846.4668 | 846.4668 | 846.4668 | 846.4668 | 846.4668 | 846.4668 | 846.4668 | 846.4668 | 846.4668 | 846.4668 | 846.4668 | 846.4668
Reference | 20_USA | POW_Nuclear_PP | million $/GW
Reference | 20_USA | POW_Hydro_PP | million $/GW |  | 2128.907 | 2128.907 | 2128.907 | 2574.0603 | 2574.0603 | 2574.0603 | 2574.0603 | 2574.0603 | 2574.0603 | 2574.0603 | 2574.0603 | 2574.0603 | 2574.0603 | 2574.0607 | 2574.0607 | 2574.0607 | 2574.0607 | 2574.0607 | 2574.0607 | 2574.0607 | 2574.0607 | 2574.0607 | 2574.0607 | 2574.0607 | 2574.0607 | 2574.0607 | 2574.0607 | 2574.0607 | 2574.0607 | 2574.0607 | 2574.0607 | 2574.0607 | 2574.0607 | 2574.0607 | 2574.0607 | 2574.0607 | 2574.0607 | 2574.0607 | 2574.0607 | 2574.0607 | 2574.0607 | 2574.0607 | 2574.0607 | 2574.0607 | 2574.0607 | 2574.0607 | 2574.0607 | 2574.0607 | 2574.0607 | 2574.0607 | 2574.0607 | 2574.0607 | 2574.0607 | 2574.0607
Reference | 20_USA | POW_Geothermal_PP | million $/GW |  | 5004.178 | 5004.178 | 5004.178 | 5004.178 | 5004.178 | 5004.178 | 5004.178 | 5004.178 | 4750.323 | 4750.323 | 4750.323 | 4750.323 | 4750.323 | 4496.469 | 4496.469 | 4496.469 | 4496.469 | 4496.469 | 4269.127 | 4269.127 | 4269.127 | 4269.127 | 4269.127 | 4041.785 | 4041.785 | 4041.785 | 4041.785 | 4041.785 | 3936.399 | 3936.399 | 3936.399 | 3936.399 | 3936.399 | 3831.013 | 3831.013 | 3831.013 | 3831.013 | 3831.013 | 3831.013 | 3831.013 | 3831.013 | 3831.013 | 3831.013 | 3831.013 | 3831.013 | 3831.013 | 3831.013 | 3831.013 | 3831.013 | 3831.013 | 3831.013 | 3831.013 | 3831.013 | 3831.013
Reference | 20_USA | POW_SolarPV_PP | million $/GW |  | 1333.3245 | 1333.3245 | 1333.3245 | 1333.3245 | 1165.9149 | 1163.6191 | 1161.3233 | 1159.0274 | 1156.7316 | 1154.4358 | 1152.14 | 1149.8442 | 1147.5483 | 1145.2525 | 1125.5675 | 1105.8824 | 1086.1973 | 1066.5123 | 1046.8272 | 1027.1422 | 1007.4571 | 987.7721 | 968.087 | 948.4019 | 928.7169 | 909.0318 | 889.3468 | 869.6617 | 849.9766 | 830.2916 | 810.6065 | 790.9215 | 771.2364 | 751.5514 | 751.5514 | 751.5514 | 751.5514 | 751.5514 | 751.5514 | 751.5514 | 751.5514 | 751.5514 | 751.5514 | 751.5514 | 751.5514 | 751.5514 | 751.5514 | 751.5514 | 751.5514 | 751.5514 | 751.5514 | 751.5514 | 751.5514 | 751.5514
Reference | 20_USA | POW_SolarCSP_PP | million $/GW |  | 6504.8487 | 6504.8487 | 6504.8487 | 6504.8487 | 6504.8487 | 6504.8487 | 6504.8487 | 6504.8487 | 6504.8487 | 6504.8487 | 6504.8487 | 6504.8487 | 6504.8487 | 6504.8487 | 6504.8487 | 6504.8487 | 6504.8487 | 6504.8487 | 6504.8487 | 6504.8487 | 6504.8487 | 6504.8487 | 6504.8487 | 6504.8487 | 6504.8487 | 6504.8487 | 6504.8487 | 6504.8487 | 6504.8487 | 6504.8487 | 6504.8487 | 6504.8487 | 6504.8487 | 6504.8487 | 6504.8487 | 6504.8487 | 6504.8487 | 6504.8487 | 6504.8487 | 6504.8487 | 6504.8487 | 6504.8487 | 6504.8487 | 6504.8487 | 6504.8487 | 6504.8487 | 6504.8487 | 6504.8487 | 6504.8487 | 6504.8487 | 6504.8487 | 6504.8487 | 6504.8487 | 6504.8487
Reference | 20_USA | POW_Wind_PP | million $/GW |  | 1481.964 | 1481.964 | 1481.964 | 1481.964 | 1481.964 | 1481.964 | 1481.964 | 1481.964 | 1373.287 | 1373.287 | 1373.287 | 1373.287 | 1373.287 | 1264.609 | 1264.609 | 1264.609 | 1264.609 | 1264.609 | 1372.664 | 1372.664 | 1372.664 | 1372.664 | 1372.664 | 1480.719 | 1480.719 | 1480.719 | 1480.719 | 1480.719 | 1273.867 | 1273.867 | 1273.867 | 1273.867 | 1273.867 | 1067.014 | 1067.014 | 1067.014 | 1067.014 | 1067.014 | 1067.014 | 1067.014 | 1067.014 | 1067.014 | 1067.014 | 1067.014 | 1067.014 | 1067.014 | 1067.014 | 1067.014 | 1067.014 | 1067.014 | 1067.014 | 1067.014 | 1067.014 | 1067.014
Reference | 20_USA | POW_WindOff_PP | million $/GW |  | 4305.5186 | 4305.5186 | 4305.5186 | 4305.5186 | 4111.387 | 3981.6751 | 3889.643 | 3818.2574 | 3759.9311 | 3710.6169 | 3667.899 | 3630.2192 | 3596.5134 | 3566.0228 | 3538.1871 | 3512.5807 | 3488.8729 | 3466.8015 | 3446.155 | 3426.7607 | 3408.4752 | 3391.1786 | 3374.7694 | 3359.161 | 3344.2788 | 3330.0583 | 3316.4431 | 3303.3838 | 3290.8367 | 3278.7633 | 3267.1289 | 3255.9029 | 3245.0575 | 3234.5678 | 3234.5678 | 3234.5678 | 3234.5678 | 3234.5678 | 3234.5678 | 3234.5678 | 3234.5678 | 3234.5678 | 3234.5678 | 3234.5678 | 3234.5678 | 3234.5678 | 3234.5678 | 3234.5678 | 3234.5678 | 3234.5678 | 3234.5678 | 3234.5678 | 3234.5678 | 3234.5678
Reference | 20_USA | POW_Solid_Biomass_PP | million $/GW |  | 4416.1587 | 4416.1587 | 4416.1587 | 4416.1587 | 4388.1768 | 4360.195 | 4332.2132 | 4304.5137 | 4276.2086 | 4248.5177 | 4220.8249 | 4193.1333 | 4165.4403 | 4137.747 | 4110.0532 | 4082.3595 | 4054.6687 | 4026.9727 | 3999.2803 | 3971.5872 | 3943.8965 | 3916.2033 | 3888.5107 | 3860.8188 | 3833.123 | 3805.4302 | 3777.7372 | 3750.045 | 3722.3552 | 3694.662 | 3666.9688 | 3639.2742 | 3611.5816 | 3583.8889 | 3583.8889 | 3583.8889 | 3583.8889 | 3583.8889 | 3583.8889 | 3583.8889 | 3583.8889 | 3583.8889 | 3583.8889 | 3583.8889 | 3583.8889 | 3583.8889 | 3583.8889 | 3583.8889 | 3583.8889 | 3583.8889 | 3583.8889 | 3583.8889 | 3583.8889 | 3583.8889
Reference | 20_USA | POW_Other_PP | million $/GW |  | 4416.1587 | 4416.1587 | 4416.1587 | 4416.1587 | 4388.1768 | 4360.195 | 4332.2132 | 4304.5137 | 4276.2086 | 4248.5177 | 4220.8249 | 4193.1333 | 4165.4403 | 4137.747 | 4110.0532 | 4082.3595 | 4054.6687 | 4026.9727 | 3999.2803 | 3971.5872 | 3943.8965 | 3916.2033 | 3888.5107 | 3860.8188 | 3833.123 | 3805.4302 | 3777.7372 | 3750.045 | 3722.3552 | 3694.662 | 3666.9688 | 3639.2742 | 3611.5816 | 3583.8889 | 3583.8889 | 3583.8889 | 3583.8889 | 3583.8889 | 3583.8889 | 3583.8889 | 3583.8889 | 3583.8889 | 3583.8889 | 3583.8889 | 3583.8889 | 3583.8889 | 3583.8889 | 3583.8889 | 3583.8889 | 3583.8889 | 3583.8889 | 3583.8889 | 3583.8889 | 3583.8889
Reference | 20_USA | POW_Transmission | million $/GW |  | 0 | 0 | 0 | 0 | 0 | 0 | 0 | 0 | 0 | 0 | 0 | 0 | 0 | 0 | 0 | 0 | 0 | 0 | 0 | 0 | 0 | 0 | 0 | 0 | 0 | 0 | 0 | 0 | 0 | 0 | 0 | 0 | 0 | 0 | 0 | 0 | 0 | 0 | 0 | 0 | 0 | 0 | 0 | 0 | 0 | 0 | 0 | 0 | 0 | 0 | 0 | 0 | 0 | 0
Reference | 20_USA | POW_TRN_BATT | million $/GW |  | 0 | 0 | 0 | 0 | 0 | 0 | 0 | 0 | 0 | 0 | 0 | 0 | 0 | 0 | 0 | 0 | 0 | 0 | 0 | 0 | 0 | 0 | 0 | 0 | 0 | 0 | 0 | 0 | 0 | 0 | 0 | 0 | 0 | 0 | 0 | 0 | 0 | 0 | 0 | 0 | 0 | 0 | 0 | 0 | 0 | 0 | 0 | 0 | 0 | 0 | 0 | 0 | 0 | 0
Reference | 20_USA | POW_TRN_DAM | million $/GW |  | 0 | 0 | 0 | 0 | 0 | 0 | 0 | 0 | 0 | 0 | 0 | 0 | 0 | 0 | 0 | 0 | 0 | 0 | 0 | 0 | 0 | 0 | 0 | 0 | 0 | 0 | 0 | 0 | 0 | 0 | 0 | 0 | 0 | 0 | 0 | 0 | 0 | 0 | 0 | 0 | 0 | 0 | 0 | 0 | 0 | 0 | 0 | 0 | 0 | 0 | 0 | 0 | 0 | 0
Reference | 20_USA | POW_IMPORT_ELEC_PP | million $/PJ |  | 0 | 0 | 0 | 0 | 0 | 0 | 0 | 0 | 0 | 0 | 0 | 0 | 0 | 0 | 0 | 0 | 0 | 0 | 0 | 0 | 0 | 0 | 0 | 0 | 0 | 0 | 0 | 0 | 0 | 0 | 0 | 0 | 0 | 0 | 0 | 0 | 0 | 0 | 0 | 0 | 0 | 0 | 0 | 0 | 0 | 0 | 0 | 0 | 0 | 0 | 0 | 0 | 0 | 0
Reference | 20_USA | POW_TBATT | million $/GW |  | 2222.2486 | 1842.7327 | 1791.7768 | 2222.2486 | 1842.7327 | 1791.7768 | 1740.8209 | 1689.8649 | 1638.909 | 1604.3059 | 1569.7027 | 1535.0996 | 1500.4965 | 1465.8934 | 1465.8934 | 1465.8934 | 1465.8934 | 1465.8934 | 1465.8934 | 1465.8934 | 1465.8934 | 1465.8934 | 1465.8934 | 1465.8934 | 1465.8934 | 1465.8934 | 1465.8934 | 1465.8934 | 1465.8934 | 1465.8934 | 1465.8934 | 1465.8934 | 1465.8934 | 1465.8934 | 1465.8934 | 1465.8934 | 1465.8934 | 1465.8934 | 1465.8934 | 1465.8934 | 1465.8934 | 1465.8934 | 1465.8934 | 1465.8934 | 1465.8934 | 1465.8934 | 1465.8934 | 1465.8934 | 1465.8934 | 1465.8934 | 1465.8934 | 1465.8934 | 1465.8934 | 1465.8934
Reference | 20_USA | POW_TDAM | million $/GW |  | 3924.7816 | 3924.7816 | 3924.7816 | 3924.7816 | 3924.7816 | 3924.7816 | 3924.7816 | 3924.7816 | 3924.7816 | 3924.7816 | 3924.7816 | 3924.7816 | 3924.7816 | 3924.7816 | 3924.7816 | 3924.7816 | 3924.7816 | 3924.7816 | 3924.7816 | 3924.7816 | 3924.7816 | 3924.7816 | 3924.7816 | 3924.7816 | 3924.7816 | 3924.7816 | 3924.7816 | 3924.7816 | 3924.7816 | 3924.7816 | 3924.7816 | 3924.7816 | 3924.7816 | 3924.7816 | 3924.7816 | 3924.7816 | 3924.7816 | 3924.7816 | 3924.7816 | 3924.7816 | 3924.7816 | 3924.7816 | 3924.7816 | 3924.7816 | 3924.7816 | 3924.7816 | 3924.7816 | 3924.7816 | 3924.7816 | 3924.7816 | 3924.7816 | 3924.7816 | 3924.7816 | 3924.7816
Reference | 20_USA | POW_Gas_CHP | million $/GW |  | 1038.3472 | 1038.3472 | 1038.3472 | 1038.3472 | 1038.3472 | 1038.3472 | 1038.3472 | 1038.3472 | 968.1738 | 962.6915 | 949.534 | 940.7623 | 934.1835 | 926.5083 | 921.026 | 915.5437 | 912.2543 | 906.772 | 903.4827 | 899.0968 | 895.8074 | 891.4216 | 888.1322 | 883.7464 | 880.457 | 876.0712 | 872.7818 | 869.4924 | 865.1066 | 861.8172 | 857.4314 | 854.142 | 849.7561 | 846.4668 | 846.4668 | 846.4668 | 846.4668 | 846.4668 | 846.4668 | 846.4668 | 846.4668 | 846.4668 | 846.4668 | 846.4668 | 846.4668 | 846.4668 | 846.4668 | 846.4668 | 846.4668 | 846.4668 | 846.4668 | 846.4668 | 846.4668 | 846.4668
Reference | 20_USA | POW_Coal_CHP | million $/GW |  | 3074.9414 | 3074.9414 | 2868.9874 | 3074.9414 | 3074.9414 | 2868.9874 | 2851.0263 | 2833.0652 | 2813.9067 | 2795.9456 | 2777.9845 | 2760.0234 | 2742.0623 | 2724.1012 | 2704.9426 | 2686.9815 | 2669.0204 | 2651.0593 | 2633.0982 | 2615.1371 | 2595.9786 | 2578.0175 | 2560.0564 | 2542.0953 | 2524.1342 | 2506.1731 | 2487.0146 | 2469.0534 | 2451.0923 | 2433.1312 | 2415.1701 | 2397.209 | 2378.0505 | 2360.0894 | 2360.0894 | 2360.0894 | 2360.0894 | 2360.0894 | 2360.0894 | 2360.0894 | 2360.0894 | 2360.0894 | 2360.0894 | 2360.0894 | 2360.0894 | 2360.0894 | 2360.0894 | 2360.0894 | 2360.0894 | 2360.0894 | 2360.0894 | 2360.0894 | 2360.0894 | 2360.0894
Reference | 20_USA | POW_Solid_Biomass_CHP | million $/GW |  | 4416.1587 | 4416.1587 | 4416.1587 | 4416.1587 | 4388.1768 | 4360.195 | 4332.2132 | 4304.5137 | 4276.2086 | 4248.5177 | 4220.8249 | 4193.1333 | 4165.4403 | 4137.747 | 4110.0532 | 4082.3595 | 4054.6687 | 4026.9727 | 3999.2803 | 3971.5872 | 3943.8965 | 3916.2033 | 3888.5107 | 3860.8188 | 3833.123 | 3805.4302 | 3777.7372 | 3750.045 | 3722.3552 | 3694.662 | 3666.9688 | 3639.2742 | 3611.5816 | 3583.8889 | 3583.8889 | 3583.8889 | 3583.8889 | 3583.8889 | 3583.8889 | 3583.8889 | 3583.8889 | 3583.8889 | 3583.8889 | 3583.8889 | 3583.8889 | 3583.8889 | 3583.8889 | 3583.8889 | 3583.8889 | 3583.8889 | 3583.8889 | 3583.8889 | 3583.8889 | 3583.8889
Reference | 20_USA | POW_Oil_CHP | million $/GW |  | 1000 | 1000 | 1000 | 1000 | 1000 | 1000 | 1000 | 1000 | 1000 | 1000 | 1000 | 1000 | 1000 | 1000 | 1000 | 1000 | 1000 | 1000 | 1000 | 1000 | 1000 | 1000 | 1000 | 1000 | 1000 | 1000 | 1000 | 1000 | 1000 | 1000 | 1000 | 1000 | 1000 | 1000 | 1000 | 1000 | 1000 | 1000 | 1000 | 1000 | 1000 | 1000 | 1000 | 1000 | 1000 | 1000 | 1000 | 1000 | 1000 | 1000 | 1000 | 1000 | 1000 | 1000
Reference | 20_USA | POW_Other_CHP | million $/GW |  | 4416.1587 | 4416.1587 | 4416.1587 | 4416.1587 | 4388.1768 | 4360.195 | 4332.2132 | 4304.5137 | 4276.2086 | 4248.5177 | 4220.8249 | 4193.1333 | 4165.4403 | 4137.747 | 4110.0532 | 4082.3595 | 4054.6687 | 4026.9727 | 3999.2803 | 3971.5872 | 3943.8965 | 3916.2033 | 3888.5107 | 3860.8188 | 3833.123 | 3805.4302 | 3777.7372 | 3750.045 | 3722.3552 | 3694.662 | 3666.9688 | 3639.2742 | 3611.5816 | 3583.8889 | 3583.8889 | 3583.8889 | 3583.8889 | 3583.8889 | 3583.8889 | 3583.8889 | 3583.8889 | 3583.8889 | 3583.8889 | 3583.8889 | 3583.8889 | 3583.8889 | 3583.8889 | 3583.8889 | 3583.8889 | 3583.8889 | 3583.8889 | 3583.8889 | 3583.8889 | 3583.8889
Reference | 20_USA | POW_Transmission_Heat | million $/GW |  | 0 | 0 | 0 | 0 | 0 | 0 | 0 | 0 | 0 | 0 | 0 | 0 | 0 | 0 | 0 | 0 | 0 | 0 | 0 | 0 | 0 | 0 | 0 | 0 | 0 | 0 | 0 | 0 | 0 | 0 | 0 | 0 | 0 | 0 | 0 | 0 | 0 | 0 | 0 | 0 | 0 | 0 | 0 | 0 | 0 | 0 | 0 | 0 | 0 | 0 | 0 | 0 | 0 | 0
Reference | 20_USA | YYY_01_x_coal_thermal | million $/PJ |  | 99999 | 99999 | 99999 | 99999 | 99999 | 99999 | 99999 | 99999 | 99999 | 99999 | 99999 | 99999 | 99999 | 99999 | 99999 | 99999 | 99999 | 99999 | 99999 | 99999 | 99999 | 99999 | 99999 | 99999 | 99999 | 99999 | 99999 | 99999 | 99999 | 99999 | 99999 | 99999 | 99999 | 99999 | 99999 | 99999 | 99999 | 99999 | 99999 | 99999 | 99999 | 99999 | 99999 | 99999 | 99999 | 99999 | 99999 | 99999 | 99999 | 99999 | 99999 | 99999 | 99999 | 99999
Reference | 20_USA | YYY_01_05_lignite | million $/PJ |  | 99999 | 99999 | 99999 | 99999 | 99999 | 99999 | 99999 | 99999 | 99999 | 99999 | 99999 | 99999 | 99999 | 99999 | 99999 | 99999 | 99999 | 99999 | 99999 | 99999 | 99999 | 99999 | 99999 | 99999 | 99999 | 99999 | 99999 | 99999 | 99999 | 99999 | 99999 | 99999 | 99999 | 99999 | 99999 | 99999 | 99999 | 99999 | 99999 | 99999 | 99999 | 99999 | 99999 | 99999 | 99999 | 99999 | 99999 | 99999 | 99999 | 99999 | 99999 | 99999 | 99999 | 99999
Reference | 20_USA | YYY_02_coal_products | million $/PJ |  | 99999 | 99999 | 99999 | 99999 | 99999 | 99999 | 99999 | 99999 | 99999 | 99999 | 99999 | 99999 | 99999 | 99999 | 99999 | 99999 | 99999 | 99999 | 99999 | 99999 | 99999 | 99999 | 99999 | 99999 | 99999 | 99999 | 99999 | 99999 | 99999 | 99999 | 99999 | 99999 | 99999 | 99999 | 99999 | 99999 | 99999 | 99999 | 99999 | 99999 | 99999 | 99999 | 99999 | 99999 | 99999 | 99999 | 99999 | 99999 | 99999 | 99999 | 99999 | 99999 | 99999 | 99999
Reference | 20_USA | YYY_07_07_gas_diesel_oil | million $/PJ |  | 99999 | 99999 | 99999 | 99999 | 99999 | 99999 | 99999 | 99999 | 99999 | 99999 | 99999 | 99999 | 99999 | 99999 | 99999 | 99999 | 99999 | 99999 | 99999 | 99999 | 99999 | 99999 | 99999 | 99999 | 99999 | 99999 | 99999 | 99999 | 99999 | 99999 | 99999 | 99999 | 99999 | 99999 | 99999 | 99999 | 99999 | 99999 | 99999 | 99999 | 99999 | 99999 | 99999 | 99999 | 99999 | 99999 | 99999 | 99999 | 99999 | 99999 | 99999 | 99999 | 99999 | 99999
Reference | 20_USA | YYY_07_08_fuel_oil | million $/PJ |  | 99999 | 99999 | 99999 | 99999 | 99999 | 99999 | 99999 | 99999 | 99999 | 99999 | 99999 | 99999 | 99999 | 99999 | 99999 | 99999 | 99999 | 99999 | 99999 | 99999 | 99999 | 99999 | 99999 | 99999 | 99999 | 99999 | 99999 | 99999 | 99999 | 99999 | 99999 | 99999 | 99999 | 99999 | 99999 | 99999 | 99999 | 99999 | 99999 | 99999 | 99999 | 99999 | 99999 | 99999 | 99999 | 99999 | 99999 | 99999 | 99999 | 99999 | 99999 | 99999 | 99999 | 99999
Reference | 20_USA | YYY_07_x_other_petroleum_products | million $/PJ |  | 99999 | 99999 | 99999 | 99999 | 99999 | 99999 | 99999 | 99999 | 99999 | 99999 | 99999 | 99999 | 99999 | 99999 | 99999 | 99999 | 99999 | 99999 | 99999 | 99999 | 99999 | 99999 | 99999 | 99999 | 99999 | 99999 | 99999 | 99999 | 99999 | 99999 | 99999 | 99999 | 99999 | 99999 | 99999 | 99999 | 99999 | 99999 | 99999 | 99999 | 99999 | 99999 | 99999 | 99999 | 99999 | 99999 | 99999 | 99999 | 99999 | 99999 | 99999 | 99999 | 99999 | 99999
Reference | 20_USA | YYY_08_01_natural_gas | million $/PJ |  | 99999 | 99999 | 99999 | 99999 | 99999 | 99999 | 99999 | 99999 | 99999 | 99999 | 99999 | 99999 | 99999 | 99999 | 99999 | 99999 | 99999 | 99999 | 99999 | 99999 | 99999 | 99999 | 99999 | 99999 | 99999 | 99999 | 99999 | 99999 | 99999 | 99999 | 99999 | 99999 | 99999 | 99999 | 99999 | 99999 | 99999 | 99999 | 99999 | 99999 | 99999 | 99999 | 99999 | 99999 | 99999 | 99999 | 99999 | 99999 | 99999 | 99999 | 99999 | 99999 | 99999 | 99999
Reference | 20_USA | YYY_08_01_natural_gas_CCS | million $/PJ |  | 99999 | 99999 | 99999 | 99999 | 99999 | 99999 | 99999 | 99999 | 99999 | 99999 | 99999 | 99999 | 99999 | 99999 | 99999 | 99999 | 99999 | 99999 | 99999 | 99999 | 99999 | 99999 | 99999 | 99999 | 99999 | 99999 | 99999 | 99999 | 99999 | 99999 | 99999 | 99999 | 99999 | 99999 | 99999 | 99999 | 99999 | 99999 | 99999 | 99999 | 99999 | 99999 | 99999 | 99999 | 99999 | 99999 | 99999 | 99999 | 99999 | 99999 | 99999 | 99999 | 99999 | 99999
Reference | 20_USA | YYY_09_nuclear | million $/PJ |  | 99999 | 99999 | 99999 | 99999 | 99999 | 99999 | 99999 | 99999 | 99999 | 99999 | 99999 | 99999 | 99999 | 99999 | 99999 | 99999 | 99999 | 99999 | 99999 | 99999 | 99999 | 99999 | 99999 | 99999 | 99999 | 99999 | 99999 | 99999 | 99999 | 99999 | 99999 | 99999 | 99999 | 99999 | 99999 | 99999 | 99999 | 99999 | 99999 | 99999 | 99999 | 99999 | 99999 | 99999 | 99999 | 99999 | 99999 | 99999 | 99999 | 99999 | 99999 | 99999 | 99999 | 99999
Reference | 20_USA | YYY_10_hydro | million $/PJ |  | 99999 | 99999 | 99999 | 99999 | 99999 | 99999 | 99999 | 99999 | 99999 | 99999 | 99999 | 99999 | 99999 | 99999 | 99999 | 99999 | 99999 | 99999 | 99999 | 99999 | 99999 | 99999 | 99999 | 99999 | 99999 | 99999 | 99999 | 99999 | 99999 | 99999 | 99999 | 99999 | 99999 | 99999 | 99999 | 99999 | 99999 | 99999 | 99999 | 99999 | 99999 | 99999 | 99999 | 99999 | 99999 | 99999 | 99999 | 99999 | 99999 | 99999 | 99999 | 99999 | 99999 | 99999
Reference | 20_USA | YYY_11_geothermal | million $/PJ |  | 99999 | 99999 | 99999 | 99999 | 99999 | 99999 | 99999 | 99999 | 99999 | 99999 | 99999 | 99999 | 99999 | 99999 | 99999 | 99999 | 99999 | 99999 | 99999 | 99999 | 99999 | 99999 | 99999 | 99999 | 99999 | 99999 | 99999 | 99999 | 99999 | 99999 | 99999 | 99999 | 99999 | 99999 | 99999 | 99999 | 99999 | 99999 | 99999 | 99999 | 99999 | 99999 | 99999 | 99999 | 99999 | 99999 | 99999 | 99999 | 99999 | 99999 | 99999 | 99999 | 99999 | 99999
Reference | 20_USA | YYY_12_solar | million $/PJ |  | 99999 | 99999 | 99999 | 99999 | 99999 | 99999 | 99999 | 99999 | 99999 | 99999 | 99999 | 99999 | 99999 | 99999 | 99999 | 99999 | 99999 | 99999 | 99999 | 99999 | 99999 | 99999 | 99999 | 99999 | 99999 | 99999 | 99999 | 99999 | 99999 | 99999 | 99999 | 99999 | 99999 | 99999 | 99999 | 99999 | 99999 | 99999 | 99999 | 99999 | 99999 | 99999 | 99999 | 99999 | 99999 | 99999 | 99999 | 99999 | 99999 | 99999 | 99999 | 99999 | 99999 | 99999
Reference | 20_USA | YYY_12_1_of_which_photovoltaics | million $/PJ |  | 99999 | 99999 | 99999 | 99999 | 99999 | 99999 | 99999 | 99999 | 99999 | 99999 | 99999 | 99999 | 99999 | 99999 | 99999 | 99999 | 99999 | 99999 | 99999 | 99999 | 99999 | 99999 | 99999 | 99999 | 99999 | 99999 | 99999 | 99999 | 99999 | 99999 | 99999 | 99999 | 99999 | 99999 | 99999 | 99999 | 99999 | 99999 | 99999 | 99999 | 99999 | 99999 | 99999 | 99999 | 99999 | 99999 | 99999 | 99999 | 99999 | 99999 | 99999 | 99999 | 99999 | 99999
Reference | 20_USA | YYY_14_wind | million $/PJ |  | 99999 | 99999 | 99999 | 99999 | 99999 | 99999 | 99999 | 99999 | 99999 | 99999 | 99999 | 99999 | 99999 | 99999 | 99999 | 99999 | 99999 | 99999 | 99999 | 99999 | 99999 | 99999 | 99999 | 99999 | 99999 | 99999 | 99999 | 99999 | 99999 | 99999 | 99999 | 99999 | 99999 | 99999 | 99999 | 99999 | 99999 | 99999 | 99999 | 99999 | 99999 | 99999 | 99999 | 99999 | 99999 | 99999 | 99999 | 99999 | 99999 | 99999 | 99999 | 99999 | 99999 | 99999
Reference | 20_USA | YYY_15_solid_biomass | million $/PJ |  | 99999 | 99999 | 99999 | 99999 | 99999 | 99999 | 99999 | 99999 | 99999 | 99999 | 99999 | 99999 | 99999 | 99999 | 99999 | 99999 | 99999 | 99999 | 99999 | 99999 | 99999 | 99999 | 99999 | 99999 | 99999 | 99999 | 99999 | 99999 | 99999 | 99999 | 99999 | 99999 | 99999 | 99999 | 99999 | 99999 | 99999 | 99999 | 99999 | 99999 | 99999 | 99999 | 99999 | 99999 | 99999 | 99999 | 99999 | 99999 | 99999 | 99999 | 99999 | 99999 | 99999 | 99999
Reference | 20_USA | YYY_16_others | million $/PJ |  | 99999 | 99999 | 99999 | 99999 | 99999 | 99999 | 99999 | 99999 | 99999 | 99999 | 99999 | 99999 | 99999 | 99999 | 99999 | 99999 | 99999 | 99999 | 99999 | 99999 | 99999 | 99999 | 99999 | 99999 | 99999 | 99999 | 99999 | 99999 | 99999 | 99999 | 99999 | 99999 | 99999 | 99999 | 99999 | 99999 | 99999 | 99999 | 99999 | 99999 | 99999 | 99999 | 99999 | 99999 | 99999 | 99999 | 99999 | 99999 | 99999 | 99999 | 99999 | 99999 | 99999 | 99999
Reference | 20_USA | YYY_16_x_hydrogen | million $/PJ |  | 99999 | 99999 | 99999 | 99999 | 99999 | 99999 | 99999 | 99999 | 99999 | 99999 | 99999 | 99999 | 99999 | 99999 | 99999 | 99999 | 99999 | 99999 | 99999 | 99999 | 99999 | 99999 | 99999 | 99999 | 99999 | 99999 | 99999 | 99999 | 99999 | 99999 | 99999 | 99999 | 99999 | 99999 | 99999 | 99999 | 99999 | 99999 | 99999 | 99999 | 99999 | 99999 | 99999 | 99999 | 99999 | 99999 | 99999 | 99999 | 99999 | 99999 | 99999 | 99999 | 99999 | 99999
Reference | 20_USA | YYY_17_electricity | million $/PJ |  | 99999 | 99999 | 99999 | 99999 | 99999 | 99999 | 99999 | 99999 | 99999 | 99999 | 99999 | 99999 | 99999 | 99999 | 99999 | 99999 | 99999 | 99999 | 99999 | 99999 | 99999 | 99999 | 99999 | 99999 | 99999 | 99999 | 99999 | 99999 | 99999 | 99999 | 99999 | 99999 | 99999 | 99999 | 99999 | 99999 | 99999 | 99999 | 99999 | 99999 | 99999 | 99999 | 99999 | 99999 | 99999 | 99999 | 99999 | 99999 | 99999 | 99999 | 99999 | 99999 | 99999 | 99999
Reference | 20_USA | YYY_17_electricity_gen | million $/PJ |  | 99999 | 99999 | 99999 | 99999 | 99999 | 99999 | 99999 | 99999 | 99999 | 99999 | 99999 | 99999 | 99999 | 99999 | 99999 | 99999 | 99999 | 99999 | 99999 | 99999 | 99999 | 99999 | 99999 | 99999 | 99999 | 99999 | 99999 | 99999 | 99999 | 99999 | 99999 | 99999 | 99999 | 99999 | 99999 | 99999 | 99999 | 99999 | 99999 | 99999 | 99999 | 99999 | 99999 | 99999 | 99999 | 99999 | 99999 | 99999 | 99999 | 99999 | 99999 | 99999 | 99999 | 99999
Reference | 20_USA | YYY_17_electricity_PV | million $/PJ |  | 99999 | 99999 | 99999 | 99999 | 99999 | 99999 | 99999 | 99999 | 99999 | 99999 | 99999 | 99999 | 99999 | 99999 | 99999 | 99999 | 99999 | 99999 | 99999 | 99999 | 99999 | 99999 | 99999 | 99999 | 99999 | 99999 | 99999 | 99999 | 99999 | 99999 | 99999 | 99999 | 99999 | 99999 | 99999 | 99999 | 99999 | 99999 | 99999 | 99999 | 99999 | 99999 | 99999 | 99999 | 99999 | 99999 | 99999 | 99999 | 99999 | 99999 | 99999 | 99999 | 99999 | 99999
Reference | 20_USA | YYY_17_electricity_Dx | million $/PJ |  | 99999 | 99999 | 99999 | 99999 | 99999 | 99999 | 99999 | 99999 | 99999 | 99999 | 99999 | 99999 | 99999 | 99999 | 99999 | 99999 | 99999 | 99999 | 99999 | 99999 | 99999 | 99999 | 99999 | 99999 | 99999 | 99999 | 99999 | 99999 | 99999 | 99999 | 99999 | 99999 | 99999 | 99999 | 99999 | 99999 | 99999 | 99999 | 99999 | 99999 | 99999 | 99999 | 99999 | 99999 | 99999 | 99999 | 99999 | 99999 | 99999 | 99999 | 99999 | 99999 | 99999 | 99999
Reference | 20_USA | YYY_17_electricity_own | million $/PJ |  | 99999 | 99999 | 99999 | 99999 | 99999 | 99999 | 99999 | 99999 | 99999 | 99999 | 99999 | 99999 | 99999 | 99999 | 99999 | 99999 | 99999 | 99999 | 99999 | 99999 | 99999 | 99999 | 99999 | 99999 | 99999 | 99999 | 99999 | 99999 | 99999 | 99999 | 99999 | 99999 | 99999 | 99999 | 99999 | 99999 | 99999 | 99999 | 99999 | 99999 | 99999 | 99999 | 99999 | 99999 | 99999 | 99999 | 99999 | 99999 | 99999 | 99999 | 99999 | 99999 | 99999 | 99999
Reference | 20_USA | YYY_17_electricity_loss | million $/PJ |  | 99999 | 99999 | 99999 | 99999 | 99999 | 99999 | 99999 | 99999 | 99999 | 99999 | 99999 | 99999 | 99999 | 99999 | 99999 | 99999 | 99999 | 99999 | 99999 | 99999 | 99999 | 99999 | 99999 | 99999 | 99999 | 99999 | 99999 | 99999 | 99999 | 99999 | 99999 | 99999 | 99999 | 99999 | 99999 | 99999 | 99999 | 99999 | 99999 | 99999 | 99999 | 99999 | 99999 | 99999 | 99999 | 99999 | 99999 | 99999 | 99999 | 99999 | 99999 | 99999 | 99999 | 99999
Reference | 20_USA | YYY_17_electricity_imports | million $/PJ |  | 99999 | 99999 | 99999 | 99999 | 99999 | 99999 | 99999 | 99999 | 99999 | 99999 | 99999 | 99999 | 99999 | 99999 | 99999 | 99999 | 99999 | 99999 | 99999 | 99999 | 99999 | 99999 | 99999 | 99999 | 99999 | 99999 | 99999 | 99999 | 99999 | 99999 | 99999 | 99999 | 99999 | 99999 | 99999 | 99999 | 99999 | 99999 | 99999 | 99999 | 99999 | 99999 | 99999 | 99999 | 99999 | 99999 | 99999 | 99999 | 99999 | 99999 | 99999 | 99999 | 99999 | 99999
Reference | 20_USA | YYY_18_heat | million $/PJ |  | 99999 | 99999 | 99999 | 99999 | 99999 | 99999 | 99999 | 99999 | 99999 | 99999 | 99999 | 99999 | 99999 | 99999 | 99999 | 99999 | 99999 | 99999 | 99999 | 99999 | 99999 | 99999 | 99999 | 99999 | 99999 | 99999 | 99999 | 99999 | 99999 | 99999 | 99999 | 99999 | 99999 | 99999 | 99999 | 99999 | 99999 | 99999 | 99999 | 99999 | 99999 | 99999 | 99999 | 99999 | 99999 | 99999 | 99999 | 99999 | 99999 | 99999 | 99999 | 99999 | 99999 | 99999
Reference | 20_USA | YYY_18_heat_Dx | million $/PJ |  | 99999 | 99999 | 99999 | 99999 | 99999 | 99999 | 99999 | 99999 | 99999 | 99999 | 99999 | 99999 | 99999 | 99999 | 99999 | 99999 | 99999 | 99999 | 99999 | 99999 | 99999 | 99999 | 99999 | 99999 | 99999 | 99999 | 99999 | 99999 | 99999 | 99999 | 99999 | 99999 | 99999 | 99999 | 99999 | 99999 | 99999 | 99999 | 99999 | 99999 | 99999 | 99999 | 99999 | 99999 | 99999 | 99999 | 99999 | 99999 | 99999 | 99999 | 99999 | 99999 | 99999 | 99999
Reference | 20_USA | YYY_18_heat_loss | million $/PJ |  | 99999 | 99999 | 99999 | 99999 | 99999 | 99999 | 99999 | 99999 | 99999 | 99999 | 99999 | 99999 | 99999 | 99999 | 99999 | 99999 | 99999 | 99999 | 99999 | 99999 | 99999 | 99999 | 99999 | 99999 | 99999 | 99999 | 99999 | 99999 | 99999 | 99999 | 99999 | 99999 | 99999 | 99999 | 99999 | 99999 | 99999 | 99999 | 99999 | 99999 | 99999 | 99999 | 99999 | 99999 | 99999 | 99999 | 99999 | 99999 | 99999 | 99999 | 99999 | 99999 | 99999 | 99999
1

## FixedCost
SCENARIO | REGION | TECHNOLOGY | UNITS | NOTES | 2017 | 2018 | 2019 | 2020 | 2021 | 2022 | 2023 | 2024 | 2025 | 2026 | 2027 | 2028 | 2029 | 2030 | 2031 | 2032 | 2033 | 2034 | 2035 | 2036 | 2037 | 2038 | 2039 | 2040 | 2041 | 2042 | 2043 | 2044 | 2045 | 2046 | 2047 | 2048 | 2049 | 2050 | 2051 | 2052 | 2053 | 2054 | 2055 | 2056 | 2057 | 2058 | 2059 | 2060 | 2061 | 2062 | 2063 | 2064 | 2065 | 2066 | 2067 | 2068 | 2069 | 2070
Reference | 20_USA | POW_Coal_PP | million $/GW |  | 74 | 74 | 74 | 74 | 74 | 74 | 74 | 74 | 74 | 74 | 74 | 74 | 74 | 74 | 74 | 74 | 74 | 74 | 74 | 74 | 74 | 74 | 74 | 74 | 74 | 74 | 74 | 74 | 74 | 74 | 74 | 74 | 74 | 74 | 74 | 74 | 74 | 74 | 74 | 74 | 74 | 74 | 74 | 74 | 74 | 74 | 74 | 74 | 74 | 74 | 74 | 74 | 74 | 74
Reference | 20_USA | POW_Lignite_PP | million $/GW |  | 74 | 74 | 74 | 74 | 74 | 74 | 74 | 74 | 74 | 74 | 74 | 74 | 74 | 74 | 74 | 74 | 74 | 74 | 74 | 74 | 74 | 74 | 74 | 74 | 74 | 74 | 74 | 74 | 74 | 74 | 74 | 74 | 74 | 74 | 74 | 74 | 74 | 74 | 74 | 74 | 74 | 74 | 74 | 74 | 74 | 74 | 74 | 74 | 74 | 74 | 74 | 74 | 74 | 74
Reference | 20_USA | POW_Coal_NEW_PP | million $/GW |  | 74 | 74 | 74 | 74 | 74 | 74 | 74 | 74 | 74 | 74 | 74 | 74 | 74 | 74 | 74 | 74 | 74 | 74 | 74 | 74 | 74 | 74 | 74 | 74 | 74 | 74 | 74 | 74 | 74 | 74 | 74 | 74 | 74 | 74 | 74 | 74 | 74 | 74 | 74 | 74 | 74 | 74 | 74 | 74 | 74 | 74 | 74 | 74 | 74 | 74 | 74 | 74 | 74 | 74
Reference | 20_USA | POW_Lignite_NEW_PP | million $/GW |  | 74 | 74 | 74 | 74 | 74 | 74 | 74 | 74 | 74 | 74 | 74 | 74 | 74 | 74 | 74 | 74 | 74 | 74 | 74 | 74 | 74 | 74 | 74 | 74 | 74 | 74 | 74 | 74 | 74 | 74 | 74 | 74 | 74 | 74 | 74 | 74 | 74 | 74 | 74 | 74 | 74 | 74 | 74 | 74 | 74 | 74 | 74 | 74 | 74 | 74 | 74 | 74 | 74 | 74
Reference | 20_USA | POW_Oil_PP | million $/GW |  | 2.9829 | 2.9829 | 2.9829 | 2.9829 | 2.9829 | 2.9829 | 2.9829 | 2.9829 | 2.9829 | 2.9829 | 2.9829 | 2.9829 | 2.9829 | 2.9829 | 2.9829 | 2.9829 | 2.9829 | 2.9829 | 2.9829 | 2.9829 | 2.9829 | 2.9829 | 2.9829 | 2.9829 | 2.9829 | 2.9829 | 2.9829 | 2.9829 | 2.9829 | 2.9829 | 2.9829 | 2.9829 | 2.9829 | 2.9829 | 2.9829 | 2.9829 | 2.9829 | 2.9829 | 2.9829 | 2.9829 | 2.9829 | 2.9829 | 2.9829 | 2.9829 | 2.9829 | 2.9829 | 2.9829 | 2.9829 | 2.9829 | 2.9829 | 2.9829 | 2.9829 | 2.9829 | 2.9829
Reference | 20_USA | POW_Gas_PP | million $/GW |  | 21 | 21 | 21 | 21 | 21 | 21 | 21 | 21 | 21 | 21 | 21 | 21 | 21 | 21 | 21 | 21 | 21 | 21 | 21 | 21 | 21 | 21 | 21 | 21 | 21 | 21 | 21 | 21 | 21 | 21 | 21 | 21 | 21 | 21 | 21 | 21 | 21 | 21 | 21 | 21 | 21 | 21 | 21 | 21 | 21 | 21 | 21 | 21 | 21 | 21 | 21 | 21 | 21 | 21
Reference | 20_USA | POW_Gas_NEW_PP | million $/GW |  | 28 | 28 | 28 | 28 | 28 | 28 | 28 | 28 | 28 | 28 | 28 | 28 | 28 | 28 | 28 | 28 | 28 | 28 | 28 | 28 | 28 | 28 | 28 | 28 | 28 | 28 | 28 | 28 | 28 | 28 | 28 | 28 | 28 | 28 | 28 | 28 | 28 | 28 | 28 | 28 | 28 | 28 | 28 | 28 | 28 | 28 | 28 | 28 | 28 | 28 | 28 | 28 | 28 | 28
Reference | 20_USA | POW_Gas_NEW_CCS_PP | million $/GW |  | 67 | 67 | 67 | 67 | 67 | 67 | 67 | 67 | 67 | 67 | 67 | 67 | 67 | 67 | 67 | 67 | 67 | 67 | 67 | 67 | 67 | 67 | 67 | 67 | 67 | 67 | 67 | 67 | 67 | 67 | 67 | 67 | 67 | 67 | 67 | 67 | 67 | 67 | 67 | 67 | 67 | 67 | 67 | 67 | 67 | 67 | 67 | 67 | 67 | 67 | 67 | 67 | 67 | 67
Reference | 20_USA | POW_Gas_NEW_H2_25_PP | million $/GW |  | 28 | 28 | 28 | 28 | 28 | 28 | 28 | 28 | 28 | 28 | 28 | 28 | 28 | 28 | 28 | 28 | 28 | 28 | 28 | 28 | 28 | 28 | 28 | 28 | 28 | 28 | 28 | 28 | 28 | 28 | 28 | 28 | 28 | 28 | 28 | 28 | 28 | 28 | 28 | 28 | 28 | 28 | 28 | 28 | 28 | 28 | 28 | 28 | 28 | 28 | 28 | 28 | 28 | 28
Reference | 20_USA | POW_Gas_NEW_H2_50_PP | million $/GW |  | 28 | 28 | 28 | 28 | 28 | 28 | 28 | 28 | 28 | 28 | 28 | 28 | 28 | 28 | 28 | 28 | 28 | 28 | 28 | 28 | 28 | 28 | 28 | 28 | 28 | 28 | 28 | 28 | 28 | 28 | 28 | 28 | 28 | 28 | 28 | 28 | 28 | 28 | 28 | 28 | 28 | 28 | 28 | 28 | 28 | 28 | 28 | 28 | 28 | 28 | 28 | 28 | 28 | 28
Reference | 20_USA | POW_Nuclear_PP | million $/GW
Reference | 20_USA | POW_Hydro_PP | million $/GW |  | 45 | 45 | 45 | 45 | 45 | 45 | 45 | 45 | 45 | 45 | 45 | 45 | 45 | 45 | 45 | 45 | 45 | 45 | 45 | 45 | 45 | 45 | 45 | 45 | 45 | 45 | 45 | 45 | 45 | 45 | 45 | 45 | 45 | 45 | 45 | 45 | 45 | 45 | 45 | 45 | 45 | 45 | 45 | 45 | 45 | 45 | 45 | 45 | 45 | 45 | 45 | 45 | 45 | 45
Reference | 20_USA | POW_Geothermal_PP | million $/GW |  | 107.3894 | 107.3894 | 107.3894 | 107.3894 | 107.3894 | 107.3894 | 107.3894 | 107.3894 | 107.3894 | 107.3894 | 107.3894 | 107.3894 | 107.3894 | 107.3894 | 107.3894 | 107.3894 | 107.3894 | 107.3894 | 107.3894 | 107.3894 | 107.3894 | 107.3894 | 107.3894 | 107.3894 | 107.3894 | 107.3894 | 107.3894 | 107.3894 | 107.3894 | 107.3894 | 107.3894 | 107.3894 | 107.3894 | 107.3894 | 107.3894 | 107.3894 | 107.3894 | 107.3894 | 107.3894 | 107.3894 | 107.3894 | 107.3894 | 107.3894 | 107.3894 | 107.3894 | 107.3894 | 107.3894 | 107.3894 | 107.3894 | 107.3894 | 107.3894 | 107.3894 | 107.3894 | 107.3894
Reference | 20_USA | POW_SolarPV_PP | million $/GW |  | 22.6237 | 22.6237 | 22.6237 | 22.6237 | 20.5568 | 20.4818 | 20.4134 | 20.3457 | 20.2787 | 20.2124 | 20.1468 | 20.0819 | 20.0176 | 19.9539 | 19.7169 | 19.4798 | 19.2429 | 19.006 | 18.7691 | 18.5323 | 18.2955 | 18.0588 | 17.8221 | 17.5855 | 17.3489 | 17.1123 | 16.8758 | 16.6394 | 16.403 | 16.1666 | 15.9303 | 15.694 | 15.4578 | 15.2216 | 8.3644 | 8.3644 | 8.3644 | 8.3644 | 8.3644 | 8.3644 | 8.3644 | 8.3644 | 8.3644 | 8.3644 | 8.3644 | 8.3644 | 8.3644 | 8.3644 | 8.3644 | 8.3644 | 8.3644 | 8.3644 | 8.3644 | 8.3644
Reference | 20_USA | POW_SolarCSP_PP | million $/GW |  | 66 | 66 | 66 | 66 | 66 | 66 | 66 | 66 | 66 | 66 | 66 | 66 | 66 | 66 | 66 | 66 | 66 | 66 | 66 | 66 | 66 | 66 | 66 | 66 | 66 | 66 | 66 | 66 | 66 | 66 | 66 | 66 | 66 | 66 | 66 | 66 | 66 | 66 | 66 | 66 | 66 | 66 | 66 | 66 | 66 | 66 | 66 | 66 | 66 | 66 | 66 | 66 | 66 | 66
Reference | 20_USA | POW_Wind_PP | million $/GW |  | 43 | 43 | 43 | 43 | 43 | 43 | 43 | 43 | 43 | 43 | 43 | 43 | 43 | 43 | 42.9025 | 42.805 | 42.7074 | 42.6099 | 42.5124 | 42.4149 | 42.3173 | 42.2198 | 42.1223 | 42.0247 | 41.9272 | 41.8297 | 41.7322 | 41.6347 | 41.5371 | 41.4396 | 41.3421 | 41.2446 | 41.147 | 41.0495 | 40.578 | 40.578 | 40.578 | 40.578 | 40.578 | 40.578 | 40.578 | 40.578 | 40.578 | 40.578 | 40.578 | 40.578 | 40.578 | 40.578 | 40.578 | 40.578 | 40.578 | 40.578 | 40.578 | 40.578
Reference | 20_USA | POW_WindOff_PP | million $/GW |  | 117.9099 | 117.9099 | 117.9099 | 117.9099 | 114.6822 | 112.1786 | 110.133 | 108.4035 | 106.9053 | 105.5838 | 104.4017 | 103.3324 | 102.3561 | 101.4581 | 100.6266 | 99.8525 | 99.1284 | 98.4482 | 97.8069 | 97.2003 | 96.6248 | 96.0774 | 95.5555 | 95.0567 | 94.5792 | 94.1212 | 93.6812 | 93.2577 | 92.8497 | 92.456 | 92.0756 | 91.7077 | 91.3515 | 91.0063 | 91.0063 | 91.0063 | 91.0063 | 91.0063 | 91.0063 | 91.0063 | 91.0063 | 91.0063 | 91.0063 | 91.0063 | 91.0063 | 91.0063 | 91.0063 | 91.0063 | 91.0063 | 91.0063 | 91.0063 | 91.0063 | 91.0063 | 91.0063
Reference | 20_USA | POW_Solid_Biomass_PP | million $/GW |  | 150.85 | 150.85 | 150.85 | 150.85 | 150.85 | 150.85 | 150.85 | 150.85 | 150.85 | 150.85 | 150.85 | 150.85 | 150.85 | 150.85 | 150.85 | 150.85 | 150.85 | 150.85 | 150.85 | 150.85 | 150.85 | 150.85 | 150.85 | 150.85 | 150.85 | 150.85 | 150.85 | 150.85 | 150.85 | 150.85 | 150.85 | 150.85 | 150.85 | 150.85 | 150.85 | 150.85 | 150.85 | 150.85 | 150.85 | 150.85 | 150.85 | 150.85 | 150.85 | 150.85 | 150.85 | 150.85 | 150.85 | 150.85 | 150.85 | 150.85 | 150.85 | 150.85 | 150.85 | 150.85
Reference | 20_USA | POW_Other_PP | million $/GW |  | 19.1958 | 19.1958 | 19.1958 | 19.1958 | 19.1958 | 19.1958 | 19.1958 | 19.1958 | 19.1958 | 19.1958 | 19.1958 | 19.1958 | 19.1958 | 19.1958 | 19.1958 | 19.1958 | 19.1958 | 19.1958 | 19.1958 | 19.1958 | 19.1958 | 19.1958 | 19.1958 | 19.1958 | 19.1958 | 19.1958 | 19.1958 | 19.1958 | 19.1958 | 19.1958 | 19.1958 | 19.1958 | 19.1958 | 19.1958 | 19.1958 | 19.1958 | 19.1958 | 19.1958 | 19.1958 | 19.1958 | 19.1958 | 19.1958 | 19.1958 | 19.1958 | 19.1958 | 19.1958 | 19.1958 | 19.1958 | 19.1958 | 19.1958 | 19.1958 | 19.1958 | 19.1958 | 19.1958
Reference | 20_USA | POW_Transmission | million $/GW |  | 0 | 0 | 0 | 0 | 0 | 0 | 0 | 0 | 0 | 0 | 0 | 0 | 0 | 0 | 0 | 0 | 0 | 0 | 0 | 0 | 0 | 0 | 0 | 0 | 0 | 0 | 0 | 0 | 0 | 0 | 0 | 0 | 0 | 0 | 0 | 0 | 0 | 0 | 0 | 0 | 0 | 0 | 0 | 0 | 0 | 0 | 0 | 0 | 0 | 0 | 0 | 0 | 0 | 0
Reference | 20_USA | POW_TRN_BATT | million $/GW |  | 0 | 0 | 0 | 0 | 0 | 0 | 0 | 0 | 0 | 0 | 0 | 0 | 0 | 0 | 0 | 0 | 0 | 0 | 0 | 0 | 0 | 0 | 0 | 0 | 0 | 0 | 0 | 0 | 0 | 0 | 0 | 0 | 0 | 0 | 0 | 0 | 0 | 0 | 0 | 0 | 0 | 0 | 0 | 0 | 0 | 0 | 0 | 0 | 0 | 0 | 0 | 0 | 0 | 0
Reference | 20_USA | POW_TRN_DAM | million $/GW |  | 0 | 0 | 0 | 0 | 0 | 0 | 0 | 0 | 0 | 0 | 0 | 0 | 0 | 0 | 0 | 0 | 0 | 0 | 0 | 0 | 0 | 0 | 0 | 0 | 0 | 0 | 0 | 0 | 0 | 0 | 0 | 0 | 0 | 0 | 0 | 0 | 0 | 0 | 0 | 0 | 0 | 0 | 0 | 0 | 0 | 0 | 0 | 0 | 0 | 0 | 0 | 0 | 0 | 0
Reference | 20_USA | POW_IMPORT_ELEC_PP | million $/GW |  | 0 | 0 | 0 | 0 | 0 | 0 | 0 | 0 | 0 | 0 | 0 | 0 | 0 | 0 | 0 | 0 | 0 | 0 | 0 | 0 | 0 | 0 | 0 | 0 | 0 | 0 | 0 | 0 | 0 | 0 | 0 | 0 | 0 | 0 | 0 | 0 | 0 | 0 | 0 | 0 | 0 | 0 | 0 | 0 | 0 | 0 | 0 | 0 | 0 | 0 | 0 | 0 | 0 | 0
Reference | 20_USA | POW_TBATT | million $/GW |  | 55.5562 | 55.5562 | 55.5562 | 55.5562 | 46.0683 | 44.7944 | 43.5205 | 42.2466 | 40.9727 | 40.1076 | 39.2426 | 38.3775 | 37.5124 | 36.6473 | 36.6473 | 36.6473 | 36.6473 | 36.6473 | 36.6473 | 36.6473 | 36.6473 | 36.6473 | 36.6473 | 36.6473 | 36.6473 | 36.6473 | 36.6473 | 36.6473 | 36.6473 | 36.6473 | 36.6473 | 36.6473 | 36.6473 | 36.6473 | 36.6473 | 36.6473 | 36.6473 | 36.6473 | 36.6473 | 36.6473 | 36.6473 | 36.6473 | 36.6473 | 36.6473 | 36.6473 | 36.6473 | 36.6473 | 36.6473 | 36.6473 | 36.6473 | 36.6473 | 36.6473 | 36.6473 | 36.6473
Reference | 20_USA | POW_TDAM | million $/GW |  | 17.82 | 17.82 | 17.82 | 17.82 | 17.82 | 17.82 | 17.82 | 17.82 | 17.82 | 17.82 | 17.82 | 17.82 | 17.82 | 17.82 | 17.82 | 17.82 | 17.82 | 17.82 | 17.82 | 17.82 | 17.82 | 17.82 | 17.82 | 17.82 | 17.82 | 17.82 | 17.82 | 17.82 | 17.82 | 17.82 | 17.82 | 17.82 | 17.82 | 17.82 | 17.82 | 17.82 | 17.82 | 17.82 | 17.82 | 17.82 | 17.82 | 17.82 | 17.82 | 17.82 | 17.82 | 17.82 | 17.82 | 17.82 | 17.82 | 17.82 | 17.82 | 17.82 | 17.82 | 17.82
Reference | 20_USA | POW_Gas_CHP | million $/GW |  | 21 | 21 | 21 | 21 | 21 | 21 | 21 | 21 | 21 | 21 | 21 | 21 | 21 | 21 | 21 | 21 | 21 | 21 | 21 | 21 | 21 | 21 | 21 | 21 | 21 | 21 | 21 | 21 | 21 | 21 | 21 | 21 | 21 | 21 | 21 | 21 | 21 | 21 | 21 | 21 | 21 | 21 | 21 | 21 | 21 | 21 | 21 | 21 | 21 | 21 | 21 | 21 | 21 | 21
Reference | 20_USA | POW_Coal_CHP | million $/GW |  | 74 | 74 | 74 | 74 | 74 | 74 | 74 | 74 | 74 | 74 | 74 | 74 | 74 | 74 | 74 | 74 | 74 | 74 | 74 | 74 | 74 | 74 | 74 | 74 | 74 | 74 | 74 | 74 | 74 | 74 | 74 | 74 | 74 | 74 | 74 | 74 | 74 | 74 | 74 | 74 | 74 | 74 | 74 | 74 | 74 | 74 | 74 | 74 | 74 | 74 | 74 | 74 | 74 | 74
Reference | 20_USA | POW_Solid_Biomass_CHP | million $/GW |  | 150.85 | 150.85 | 150.85 | 150.85 | 150.85 | 150.85 | 150.85 | 150.85 | 150.85 | 150.85 | 150.85 | 150.85 | 150.85 | 150.85 | 150.85 | 150.85 | 150.85 | 150.85 | 150.85 | 150.85 | 150.85 | 150.85 | 150.85 | 150.85 | 150.85 | 150.85 | 150.85 | 150.85 | 150.85 | 150.85 | 150.85 | 150.85 | 150.85 | 150.85 | 150.85 | 150.85 | 150.85 | 150.85 | 150.85 | 150.85 | 150.85 | 150.85 | 150.85 | 150.85 | 150.85 | 150.85 | 150.85 | 150.85 | 150.85 | 150.85 | 150.85 | 150.85 | 150.85 | 150.85
Reference | 20_USA | POW_Oil_CHP | million $/GW |  | 2.9829 | 2.9829 | 2.9829 | 2.9829 | 2.9829 | 2.9829 | 2.9829 | 2.9829 | 2.9829 | 2.9829 | 2.9829 | 2.9829 | 2.9829 | 2.9829 | 2.9829 | 2.9829 | 2.9829 | 2.9829 | 2.9829 | 2.9829 | 2.9829 | 2.9829 | 2.9829 | 2.9829 | 2.9829 | 2.9829 | 2.9829 | 2.9829 | 2.9829 | 2.9829 | 2.9829 | 2.9829 | 2.9829 | 2.9829 | 2.9829 | 2.9829 | 2.9829 | 2.9829 | 2.9829 | 2.9829 | 2.9829 | 2.9829 | 2.9829 | 2.9829 | 2.9829 | 2.9829 | 2.9829 | 2.9829 | 2.9829 | 2.9829 | 2.9829 | 2.9829 | 2.9829 | 2.9829
Reference | 20_USA | POW_Other_CHP | million $/GW |  | 19.1958 | 19.1958 | 19.1958 | 19.1958 | 19.1958 | 19.1958 | 19.1958 | 19.1958 | 19.1958 | 19.1958 | 19.1958 | 19.1958 | 19.1958 | 19.1958 | 19.1958 | 19.1958 | 19.1958 | 19.1958 | 19.1958 | 19.1958 | 19.1958 | 19.1958 | 19.1958 | 19.1958 | 19.1958 | 19.1958 | 19.1958 | 19.1958 | 19.1958 | 19.1958 | 19.1958 | 19.1958 | 19.1958 | 19.1958 | 19.1958 | 19.1958 | 19.1958 | 19.1958 | 19.1958 | 19.1958 | 19.1958 | 19.1958 | 19.1958 | 19.1958 | 19.1958 | 19.1958 | 19.1958 | 19.1958 | 19.1958 | 19.1958 | 19.1958 | 19.1958 | 19.1958 | 19.1958
Reference | 20_USA | POW_Transmission_Heat | million $/GW |  | 0 | 0 | 0 | 0 | 0 | 0 | 0 | 0 | 0 | 0 | 0 | 0 | 0 | 0 | 0 | 0 | 0 | 0 | 0 | 0 | 0 | 0 | 0 | 0 | 0 | 0 | 0 | 0 | 0 | 0 | 0 | 0 | 0 | 0 | 0 | 0 | 0 | 0 | 0 | 0 | 0 | 0 | 0 | 0 | 0 | 0 | 0 | 0 | 0 | 0 | 0 | 0 | 0 | 0
1

## VariableCost
SCENARIO | REGION | TECHNOLOGY | MODE_OF_OPERATION | UNITS | NOTES | 2017 | 2018 | 2019 | 2020 | 2021 | 2022 | 2023 | 2024 | 2025 | 2026 | 2027 | 2028 | 2029 | 2030 | 2031 | 2032 | 2033 | 2034 | 2035 | 2036 | 2037 | 2038 | 2039 | 2040 | 2041 | 2042 | 2043 | 2044 | 2045 | 2046 | 2047 | 2048 | 2049 | 2050 | 2051 | 2052 | 2053 | 2054 | 2055 | 2056 | 2057 | 2058 | 2059 | 2060 | 2061 | 2062 | 2063 | 2064 | 2065 | 2066 | 2067 | 2068 | 2069 | 2070
Reference | 20_USA | POW_Coal_PP | 1 | million $/GW |  | 8 | 8 | 8 | 8 | 8 | 8 | 8 | 8 | 8 | 8 | 8 | 8 | 8 | 8 | 8 | 8 | 8 | 8 | 8 | 8 | 8 | 8 | 8 | 8 | 8 | 8 | 8 | 8 | 8 | 8 | 8 | 8 | 8 | 8 | 8 | 8 | 8 | 8 | 8 | 8 | 8 | 8 | 8 | 8 | 8 | 8 | 8 | 8 | 8 | 8 | 8 | 8 | 8 | 8
Reference | 20_USA | POW_Lignite_PP | 1 | million $/GW |  | 8 | 8 | 8 | 8 | 8 | 8 | 8 | 8 | 8 | 8 | 8 | 8 | 8 | 8 | 8 | 8 | 8 | 8 | 8 | 8 | 8 | 8 | 8 | 8 | 8 | 8 | 8 | 8 | 8 | 8 | 8 | 8 | 8 | 8 | 8 | 8 | 8 | 8 | 8 | 8 | 8 | 8 | 8 | 8 | 8 | 8 | 8 | 8 | 8 | 8 | 8 | 8 | 8 | 8
Reference | 20_USA | POW_Coal_NEW_PP | 1 | million $/GW |  | 8 | 8 | 8 | 8 | 8 | 8 | 8 | 8 | 8 | 8 | 8 | 8 | 8 | 8 | 8 | 8 | 8 | 8 | 8 | 8 | 8 | 8 | 8 | 8 | 8 | 8 | 8 | 8 | 8 | 8 | 8 | 8 | 8 | 8 | 8 | 8 | 8 | 8 | 8 | 8 | 8 | 8 | 8 | 8 | 8 | 8 | 8 | 8 | 8 | 8 | 8 | 8 | 8 | 8
Reference | 20_USA | POW_Lignite_NEW_PP | 1 | million $/GW |  | 8 | 8 | 8 | 8 | 8 | 8 | 8 | 8 | 8 | 8 | 8 | 8 | 8 | 8 | 8 | 8 | 8 | 8 | 8 | 8 | 8 | 8 | 8 | 8 | 8 | 8 | 8 | 8 | 8 | 8 | 8 | 8 | 8 | 8 | 8 | 8 | 8 | 8 | 8 | 8 | 8 | 8 | 8 | 8 | 8 | 8 | 8 | 8 | 8 | 8 | 8 | 8 | 8 | 8
Reference | 20_USA | POW_Oil_PP | 1 | million $/GW |  | 0 | 0 | 0 | 0 | 0 | 0 | 0 | 0 | 0 | 0 | 0 | 0 | 0 | 0 | 0 | 0 | 0 | 0 | 0 | 0 | 0 | 0 | 0 | 0 | 0 | 0 | 0 | 0 | 0 | 0 | 0 | 0 | 0 | 0 | 0 | 0 | 0 | 0 | 0 | 0 | 0 | 0 | 0 | 0 | 0 | 0 | 0 | 0 | 0 | 0 | 0 | 0 | 0 | 0
Reference | 20_USA | POW_Gas_PP | 1 | million $/GW |  | 2 | 2 | 2 | 2 | 2 | 2 | 2 | 2 | 2 | 2 | 2 | 2 | 2 | 2 | 2 | 2 | 2 | 2 | 2 | 2 | 2 | 2 | 2 | 2 | 2 | 2 | 2 | 2 | 2 | 2 | 2 | 2 | 2 | 2 | 2 | 2 | 2 | 2 | 2 | 2 | 2 | 2 | 2 | 2 | 2 | 2 | 2 | 2 | 2 | 2 | 2 | 2 | 2 | 2
Reference | 20_USA | POW_Gas_NEW_PP | 1 | million $/GW |  | 2 | 2 | 2 | 2 | 2 | 2 | 2 | 2 | 2 | 2 | 2 | 2 | 2 | 2 | 2 | 2 | 2 | 2 | 2 | 2 | 2 | 2 | 2 | 2 | 2 | 2 | 2 | 2 | 2 | 2 | 2 | 2 | 2 | 2 | 2 | 2 | 2 | 2 | 2 | 2 | 2 | 2 | 2 | 2 | 2 | 2 | 2 | 2 | 2 | 2 | 2 | 2 | 2 | 2
Reference | 20_USA | POW_Gas_NEW_CCS_PP | 1 | million $/GW |  | 6 | 6 | 6 | 6 | 6 | 6 | 6 | 6 | 6 | 6 | 6 | 6 | 6 | 6 | 6 | 6 | 6 | 6 | 6 | 6 | 6 | 6 | 6 | 6 | 6 | 6 | 6 | 6 | 6 | 6 | 6 | 6 | 6 | 6 | 6 | 6 | 6 | 6 | 6 | 6 | 6 | 6 | 6 | 6 | 6 | 6 | 6 | 6 | 6 | 6 | 6 | 6 | 6 | 6
Reference | 20_USA | POW_Gas_NEW_H2_25_PP | 1 | million $/GW |  | 2 | 2 | 2 | 2 | 2 | 2 | 2 | 2 | 2 | 2 | 2 | 2 | 2 | 2 | 2 | 2 | 2 | 2 | 2 | 2 | 2 | 2 | 2 | 2 | 2 | 2 | 2 | 2 | 2 | 2 | 2 | 2 | 2 | 2 | 2 | 2 | 2 | 2 | 2 | 2 | 2 | 2 | 2 | 2 | 2 | 2 | 2 | 2 | 2 | 2 | 2 | 2 | 2 | 2
Reference | 20_USA | POW_Gas_NEW_H2_50_PP | 1 | million $/GW |  | 2 | 2 | 2 | 2 | 2 | 2 | 2 | 2 | 2 | 2 | 2 | 2 | 2 | 2 | 2 | 2 | 2 | 2 | 2 | 2 | 2 | 2 | 2 | 2 | 2 | 2 | 2 | 2 | 2 | 2 | 2 | 2 | 2 | 2 | 2 | 2 | 2 | 2 | 2 | 2 | 2 | 2 | 2 | 2 | 2 | 2 | 2 | 2 | 2 | 2 | 2 | 2 | 2 | 2
Reference | 20_USA | POW_Nuclear_PP | 1 | million $/GW
Reference | 20_USA | POW_Hydro_PP | 1 | million $/GW |  | 0.66 | 0.66 | 0.66 | 0.66 | 0.66 | 0.66 | 0.66 | 0.66 | 0.66 | 0.66 | 0.66 | 0.66 | 0.66 | 0.66 | 0.66 | 0.66 | 0.66 | 0.66 | 0.66 | 0.66 | 0.66 | 0.66 | 0.66 | 0.66 | 0.66 | 0.66 | 0.66 | 0.66 | 0.66 | 0.66 | 0.66 | 0.66 | 0.66 | 0.66 | 0.66 | 0.66 | 0.66 | 0.66 | 0.66 | 0.66 | 0.66 | 0.66 | 0.66 | 0.66 | 0.66 | 0.66 | 0.66 | 0.66 | 0.66 | 0.66 | 0.66 | 0.66 | 0.66 | 0.66
Reference | 20_USA | POW_Geothermal_PP | 1 | million $/GW |  | 0.261 | 0.261 | 0.261 | 0.261 | 0.261 | 0.261 | 0.261 | 0.261 | 0.249 | 0.249 | 0.249 | 0.249 | 0.249 | 0.238 | 0.238 | 0.238 | 0.238 | 0.238 | 0.23 | 0.23 | 0.23 | 0.23 | 0.23 | 0.22 | 0.22 | 0.22 | 0.22 | 0.22 | 0.22 | 0.22 | 0.22 | 0.22 | 0.22 | 0.22 | 0.22 | 0.22 | 0.22 | 0.22 | 0.22 | 0.22 | 0.22 | 0.22 | 0.22 | 0.22 | 0.22 | 0.22 | 0.22 | 0.22 | 0.22 | 0.22 | 0.22 | 0.22 | 0.22 | 0.22
Reference | 20_USA | POW_SolarPV_PP | 1 | million $/GW |  | 0 | 0 | 0 | 0 | 0 | 0 | 0 | 0 | 0 | 0 | 0 | 0 | 0 | 0 | 0 | 0 | 0 | 0 | 0 | 0 | 0 | 0 | 0 | 0 | 0 | 0 | 0 | 0 | 0 | 0 | 0 | 0 | 0 | 0 | 0 | 0 | 0 | 0 | 0 | 0 | 0 | 0 | 0 | 0 | 0 | 0 | 0 | 0 | 0 | 0 | 0 | 0 | 0 | 0
Reference | 20_USA | POW_SolarCSP_PP | 1 | million $/GW |  | 3.5 | 3.5 | 3.5 | 3.5 | 3.5 | 2.91 | 2.91 | 2.91 | 2.91 | 2.91 | 2.91 | 2.91 | 2.91 | 2.91 | 2.91 | 2.91 | 2.91 | 2.91 | 2.91 | 2.91 | 2.91 | 2.91 | 2.91 | 2.91 | 2.91 | 2.91 | 2.91 | 2.91 | 2.91 | 2.91 | 2.91 | 2.91 | 2.91 | 2.91 | 2.91 | 2.91 | 2.91 | 2.91 | 2.91 | 2.91 | 2.91 | 2.91 | 2.91 | 2.91 | 2.91 | 2.91 | 2.91 | 2.91 | 2.91 | 2.91 | 2.91 | 2.91 | 2.91 | 2.91
Reference | 20_USA | POW_Wind_PP | 1 | million $/GW |  | 0 | 0 | 0 | 0 | 0 | 0 | 0 | 0 | 0 | 0 | 0 | 0 | 0 | 0 | 0 | 0 | 0 | 0 | 0 | 0 | 0 | 0 | 0 | 0 | 0 | 0 | 0 | 0 | 0 | 0 | 0 | 0 | 0 | 0 | 0 | 0 | 0 | 0 | 0 | 0 | 0 | 0 | 0 | 0 | 0 | 0 | 0 | 0 | 0 | 0 | 0 | 0 | 0 | 0
Reference | 20_USA | POW_WindOff_PP | 1 | million $/GW |  | 0 | 0 | 0 | 0 | 0 | 0 | 0 | 0 | 0 | 0 | 0 | 0 | 0 | 0 | 0 | 0 | 0 | 0 | 0 | 0 | 0 | 0 | 0 | 0 | 0 | 0 | 0 | 0 | 0 | 0 | 0 | 0 | 0 | 0 | 0 | 0 | 0 | 0 | 0 | 0 | 0 | 0 | 0 | 0 | 0 | 0 | 0 | 0 | 0 | 0 | 0 | 0 | 0 | 0
Reference | 20_USA | POW_Solid_Biomass_PP | 1 | million $/GW |  | 5.8 | 5.8 | 5.8 | 5.8 | 5.8 | 5.8 | 5.8 | 5.8 | 5.8 | 5.8 | 5.8 | 5.8 | 5.8 | 5.8 | 5.8 | 5.8 | 5.8 | 5.8 | 5.8 | 5.8 | 5.8 | 5.8 | 5.8 | 5.8 | 5.8 | 5.8 | 5.8 | 5.8 | 5.8 | 5.8 | 5.8 | 5.8 | 5.8 | 5.8 | 5.8 | 5.8 | 5.8 | 5.8 | 5.8 | 5.8 | 5.8 | 5.8 | 5.8 | 5.8 | 5.8 | 5.8 | 5.8 | 5.8 | 5.8 | 5.8 | 5.8 | 5.8 | 5.8 | 5.8
Reference | 20_USA | POW_Other_PP | 1 | million $/GW |  | 5.8 | 5.8 | 5.8 | 5.8 | 5.8 | 5.8 | 5.8 | 5.8 | 5.8 | 5.8 | 5.8 | 5.8 | 5.8 | 5.8 | 5.8 | 5.8 | 5.8 | 5.8 | 5.8 | 5.8 | 5.8 | 5.8 | 5.8 | 5.8 | 5.8 | 5.8 | 5.8 | 5.8 | 5.8 | 5.8 | 5.8 | 5.8 | 5.8 | 5.8 | 5.8 | 5.8 | 5.8 | 5.8 | 5.8 | 5.8 | 5.8 | 5.8 | 5.8 | 5.8 | 5.8 | 5.8 | 5.8 | 5.8 | 5.8 | 5.8 | 5.8 | 5.8 | 5.8 | 5.8
Reference | 20_USA | POW_Transmission | 1 | million $/GW |  | 0 | 0 | 0 | 0 | 0 | 0 | 0 | 0 | 0 | 0 | 0 | 0 | 0 | 0 | 0 | 0 | 0 | 0 | 0 | 0 | 0 | 0 | 0 | 0 | 0 | 0 | 0 | 0 | 0 | 0 | 0 | 0 | 0 | 0 | 0 | 0 | 0 | 0 | 0 | 0 | 0 | 0 | 0 | 0 | 0 | 0 | 0 | 0 | 0 | 0 | 0 | 0 | 0 | 0
Reference | 20_USA | POW_TRN_BATT | 1 | million $/GW |  | 0 | 0 | 0 | 0 | 0 | 0 | 0 | 0 | 0 | 0 | 0 | 0 | 0 | 0 | 0 | 0 | 0 | 0 | 0 | 0 | 0 | 0 | 0 | 0 | 0 | 0 | 0 | 0 | 0 | 0 | 0 | 0 | 0 | 0 | 0 | 0 | 0 | 0 | 0 | 0 | 0 | 0 | 0 | 0 | 0 | 0 | 0 | 0 | 0 | 0 | 0 | 0 | 0 | 0
Reference | 20_USA | POW_TRN_DAM | 1 | million $/GW |  | 0 | 0 | 0 | 0 | 0 | 0 | 0 | 0 | 0 | 0 | 0 | 0 | 0 | 0 | 0 | 0 | 0 | 0 | 0 | 0 | 0 | 0 | 0 | 0 | 0 | 0 | 0 | 0 | 0 | 0 | 0 | 0 | 0 | 0 | 0 | 0 | 0 | 0 | 0 | 0 | 0 | 0 | 0 | 0 | 0 | 0 | 0 | 0 | 0 | 0 | 0 | 0 | 0 | 0
Reference | 20_USA | POW_IMPORT_ELEC_PP | 1 | million $/GW |  | 0 | 0 | 0 | 0 | 0 | 0 | 0 | 0 | 0 | 0 | 0 | 0 | 0 | 0 | 0 | 0 | 0 | 0 | 0 | 0 | 0 | 0 | 0 | 0 | 0 | 0 | 0 | 0 | 0 | 0 | 0 | 0 | 0 | 0 | 0 | 0 | 0 | 0 | 0 | 0 | 0 | 0 | 0 | 0 | 0 | 0 | 0 | 0 | 0 | 0 | 0 | 0 | 0 | 0
Reference | 20_USA | POW_TBATT | 1 | million $/GW |  | 2.6 | 2.6 | 2.6 | 2.6 | 2.6 | 2.6 | 2.6 | 2.6 | 2.4 | 2.4 | 2.4 | 2.4 | 2.4 | 2.3 | 2.3 | 2.3 | 2.3 | 2.3 | 2.3 | 2.3 | 2.3 | 2.3 | 2.3 | 2.3 | 2.3 | 2.3 | 2.3 | 2.3 | 2.2 | 2.2 | 2.2 | 2.2 | 2.2 | 2 | 2 | 2 | 2 | 2 | 2 | 2 | 2 | 2 | 2 | 2 | 2 | 2 | 2 | 2 | 2 | 2 | 2 | 2 | 2 | 2
Reference | 20_USA | POW_TDAM | 1 | million $/GW |  | 1.5 | 1.5 | 1.5 | 1.5 | 1.5 | 1.5 | 1.5 | 1.5 | 1.5 | 1.5 | 1.5 | 1.5 | 1.5 | 1.5 | 1.5 | 1.5 | 1.5 | 1.5 | 1.5 | 1.5 | 1.5 | 1.5 | 1.5 | 1.5 | 1.5 | 1.5 | 1.5 | 1.5 | 1.5 | 1.5 | 1.5 | 1.5 | 1.5 | 1.5 | 1.5 | 1.5 | 1.5 | 1.5 | 1.5 | 1.5 | 1.5 | 1.5 | 1.5 | 1.5 | 1.5 | 1.5 | 1.5 | 1.5 | 1.5 | 1.5 | 1.5 | 1.5 | 1.5 | 1.5
Reference | 20_USA | POW_Gas_CHP | 1 | million $/GW |  | 2 | 2 | 2 | 2 | 2 | 2 | 2 | 2 | 2 | 2 | 2 | 2 | 2 | 2 | 2 | 2 | 2 | 2 | 2 | 2 | 2 | 2 | 2 | 2 | 2 | 2 | 2 | 2 | 2 | 2 | 2 | 2 | 2 | 2 | 2 | 2 | 2 | 2 | 2 | 2 | 2 | 2 | 2 | 2 | 2 | 2 | 2 | 2 | 2 | 2 | 2 | 2 | 2 | 2
Reference | 20_USA | POW_Coal_CHP | 1 | million $/GW |  | 8 | 8 | 8 | 8 | 8 | 8 | 8 | 8 | 8 | 8 | 8 | 8 | 8 | 8 | 8 | 8 | 8 | 8 | 8 | 8 | 8 | 8 | 8 | 8 | 8 | 8 | 8 | 8 | 8 | 8 | 8 | 8 | 8 | 8 | 8 | 8 | 8 | 8 | 8 | 8 | 8 | 8 | 8 | 8 | 8 | 8 | 8 | 8 | 8 | 8 | 8 | 8 | 8 | 8
Reference | 20_USA | POW_Solid_Biomass_CHP | 1 | million $/GW |  | 5.8 | 5.8 | 5.8 | 5.8 | 5.8 | 5.8 | 5.8 | 5.8 | 5.8 | 5.8 | 5.8 | 5.8 | 5.8 | 5.8 | 5.8 | 5.8 | 5.8 | 5.8 | 5.8 | 5.8 | 5.8 | 5.8 | 5.8 | 5.8 | 5.8 | 5.8 | 5.8 | 5.8 | 5.8 | 5.8 | 5.8 | 5.8 | 5.8 | 5.8 | 5.8 | 5.8 | 5.8 | 5.8 | 5.8 | 5.8 | 5.8 | 5.8 | 5.8 | 5.8 | 5.8 | 5.8 | 5.8 | 5.8 | 5.8 | 5.8 | 5.8 | 5.8 | 5.8 | 5.8
Reference | 20_USA | POW_Oil_CHP | 1 | million $/GW |  | 0 | 0 | 0 | 0 | 0 | 0 | 0 | 0 | 0 | 0 | 0 | 0 | 0 | 0 | 0 | 0 | 0 | 0 | 0 | 0 | 0 | 0 | 0 | 0 | 0 | 0 | 0 | 0 | 0 | 0 | 0 | 0 | 0 | 0 | 0 | 0 | 0 | 0 | 0 | 0 | 0 | 0 | 0 | 0 | 0 | 0 | 0 | 0 | 0 | 0 | 0 | 0 | 0 | 0
Reference | 20_USA | POW_Other_CHP | 1 | million $/GW |  | 5.8 | 5.8 | 5.8 | 5.8 | 5.8 | 5.8 | 5.8 | 5.8 | 5.8 | 5.8 | 5.8 | 5.8 | 5.8 | 5.8 | 5.8 | 5.8 | 5.8 | 5.8 | 5.8 | 5.8 | 5.8 | 5.8 | 5.8 | 5.8 | 5.8 | 5.8 | 5.8 | 5.8 | 5.8 | 5.8 | 5.8 | 5.8 | 5.8 | 5.8 | 5.8 | 5.8 | 5.8 | 5.8 | 5.8 | 5.8 | 5.8 | 5.8 | 5.8 | 5.8 | 5.8 | 5.8 | 5.8 | 5.8 | 5.8 | 5.8 | 5.8 | 5.8 | 5.8 | 5.8
Reference | 20_USA | POW_Transmission_Heat | 1 | million $/GW |  | 0 | 0 | 0 | 0 | 0 | 0 | 0 | 0 | 0 | 0 | 0 | 0 | 0 | 0 | 0 | 0 | 0 | 0 | 0 | 0 | 0 | 0 | 0 | 0 | 0 | 0 | 0 | 0 | 0 | 0 | 0 | 0 | 0 | 0 | 0 | 0 | 0 | 0 | 0 | 0 | 0 | 0 | 0 | 0 | 0 | 0 | 0 | 0 | 0 | 0 | 0 | 0 | 0 | 0
Reference | 20_USA | POW_01_x_thermal_coal | 1 | million $/PJ |  | 3.6238 | 3.6238 | 3.6238 | 3.6238 | 3.6238 | 3.6238 | 3.6238 | 3.6238 | 3.6238 | 3.6238 | 3.6238 | 3.6238 | 3.6238 | 3.6238 | 3.6238 | 3.6238 | 3.6238 | 3.6238 | 3.6238 | 3.6238 | 3.6238 | 3.6238 | 3.6238 | 3.6238 | 3.6238 | 3.6238 | 3.6238 | 3.6238 | 3.6238 | 3.6238 | 3.6238 | 3.6238 | 3.6238 | 3.6238 | 3.6238 | 3.6238 | 3.6238 | 3.6238 | 3.6238 | 3.6238 | 3.6238 | 3.6238 | 3.6238 | 3.6238 | 3.6238 | 3.6238 | 3.6238 | 3.6238 | 3.6238 | 3.6238 | 3.6238 | 3.6238 | 3.6238 | 3.6238
Reference | 20_USA | POW_01_05_lignite | 1 | million $/PJ |  | 1.8119 | 1.8119 | 1.8119 | 1.8119 | 1.8119 | 1.8119 | 1.8119 | 1.8119 | 1.8119 | 1.8119 | 1.8119 | 1.8119 | 1.8119 | 1.8119 | 1.8119 | 1.8119 | 1.8119 | 1.8119 | 1.8119 | 1.8119 | 1.8119 | 1.8119 | 1.8119 | 1.8119 | 1.8119 | 1.8119 | 1.8119 | 1.8119 | 1.8119 | 1.8119 | 1.8119 | 1.8119 | 1.8119 | 1.8119 | 1.8119 | 1.8119 | 1.8119 | 1.8119 | 1.8119 | 1.8119 | 1.8119 | 1.8119 | 1.8119 | 1.8119 | 1.8119 | 1.8119 | 1.8119 | 1.8119 | 1.8119 | 1.8119 | 1.8119 | 1.8119 | 1.8119 | 1.8119
Reference | 20_USA | POW_02_coal_products | 1 | million $/PJ |  | 3.6238 | 3.6238 | 3.6238 | 3.6238 | 3.6238 | 3.6238 | 3.6238 | 3.6238 | 3.6238 | 3.6238 | 3.6238 | 3.6238 | 3.6238 | 3.6238 | 3.6238 | 3.6238 | 3.6238 | 3.6238 | 3.6238 | 3.6238 | 3.6238 | 3.6238 | 3.6238 | 3.6238 | 3.6238 | 3.6238 | 3.6238 | 3.6238 | 3.6238 | 3.6238 | 3.6238 | 3.6238 | 3.6238 | 3.6238 | 3.6238 | 3.6238 | 3.6238 | 3.6238 | 3.6238 | 3.6238 | 3.6238 | 3.6238 | 3.6238 | 3.6238 | 3.6238 | 3.6238 | 3.6238 | 3.6238 | 3.6238 | 3.6238 | 3.6238 | 3.6238 | 3.6238 | 3.6238
Reference | 20_USA | POW_07_07_gas_diesel_oil | 1 | million $/PJ |  | 16.333 | 16.333 | 16.333 | 16.333 | 16.333 | 16.333 | 16.333 | 16.333 | 16.333 | 16.333 | 16.333 | 16.333 | 16.333 | 16.333 | 16.333 | 16.333 | 16.333 | 16.333 | 16.333 | 16.333 | 16.333 | 16.333 | 16.333 | 16.333 | 16.333 | 16.333 | 16.333 | 16.333 | 16.333 | 16.333 | 16.333 | 16.333 | 16.333 | 16.333 | 16.333 | 16.333 | 16.333 | 16.333 | 16.333 | 16.333 | 16.333 | 16.333 | 16.333 | 16.333 | 16.333 | 16.333 | 16.333 | 16.333 | 16.333 | 16.333 | 16.333 | 16.333 | 16.333 | 16.333
Reference | 20_USA | POW_07_08_fuel_oil | 1 | million $/PJ |  | 8.9135 | 8.9135 | 8.9135 | 8.9135 | 8.9135 | 8.9135 | 8.9135 | 8.9135 | 8.9135 | 8.9135 | 8.9135 | 8.9135 | 8.9135 | 8.9135 | 8.9135 | 8.9135 | 8.9135 | 8.9135 | 8.9135 | 8.9135 | 8.9135 | 8.9135 | 8.9135 | 8.9135 | 8.9135 | 8.9135 | 8.9135 | 8.9135 | 8.9135 | 8.9135 | 8.9135 | 8.9135 | 8.9135 | 8.9135 | 8.9135 | 8.9135 | 8.9135 | 8.9135 | 8.9135 | 8.9135 | 8.9135 | 8.9135 | 8.9135 | 8.9135 | 8.9135 | 8.9135 | 8.9135 | 8.9135 | 8.9135 | 8.9135 | 8.9135 | 8.9135 | 8.9135 | 8.9135
Reference | 20_USA | POW_07_x_other_petroleum_products | 1 | million $/PJ |  | 16.333 | 16.333 | 16.333 | 16.333 | 16.333 | 16.333 | 16.333 | 16.333 | 16.333 | 16.333 | 16.333 | 16.333 | 16.333 | 16.333 | 16.333 | 16.333 | 16.333 | 16.333 | 16.333 | 16.333 | 16.333 | 16.333 | 16.333 | 16.333 | 16.333 | 16.333 | 16.333 | 16.333 | 16.333 | 16.333 | 16.333 | 16.333 | 16.333 | 16.333 | 16.333 | 16.333 | 16.333 | 16.333 | 16.333 | 16.333 | 16.333 | 16.333 | 16.333 | 16.333 | 16.333 | 16.333 | 16.333 | 16.333 | 16.333 | 16.333 | 16.333 | 16.333 | 16.333 | 16.333
Reference | 20_USA | POW_08_01_natural_gas | 1 | million $/PJ |  | 6.5334 | 6.5334 | 6.5334 | 6.5334 | 6.5334 | 6.5334 | 6.5334 | 6.5334 | 6.5334 | 6.5334 | 6.5334 | 6.5334 | 6.5334 | 6.5334 | 6.5334 | 6.5334 | 6.5334 | 6.5334 | 6.5334 | 6.5334 | 6.5334 | 6.5334 | 6.5334 | 6.5334 | 6.5334 | 6.5334 | 6.5334 | 6.5334 | 6.5334 | 6.5334 | 6.5334 | 6.5334 | 6.5334 | 6.5334 | 6.5334 | 6.5334 | 6.5334 | 6.5334 | 6.5334 | 6.5334 | 6.5334 | 6.5334 | 6.5334 | 6.5334 | 6.5334 | 6.5334 | 6.5334 | 6.5334 | 6.5334 | 6.5334 | 6.5334 | 6.5334 | 6.5334 | 6.5334
Reference | 20_USA | POW_08_01_natural_gas_CCS | 1 | million $/PJ |  | 6.5334 | 6.5334 | 6.5334 | 6.5334 | 6.5334 | 6.5334 | 6.5334 | 6.5334 | 6.5334 | 6.5334 | 6.5334 | 6.5334 | 6.5334 | 6.5334 | 6.5334 | 6.5334 | 6.5334 | 6.5334 | 6.5334 | 6.5334 | 6.5334 | 6.5334 | 6.5334 | 6.5334 | 6.5334 | 6.5334 | 6.5334 | 6.5334 | 6.5334 | 6.5334 | 6.5334 | 6.5334 | 6.5334 | 6.5334 | 6.5334 | 6.5334 | 6.5334 | 6.5334 | 6.5334 | 6.5334 | 6.5334 | 6.5334 | 6.5334 | 6.5334 | 6.5334 | 6.5334 | 6.5334 | 6.5334 | 6.5334 | 6.5334 | 6.5334 | 6.5334 | 6.5334 | 6.5334
Reference | 20_USA | POW_09_nuclear | 1 | million $/PJ |  | 0.64877 | 0.64877 | 0.64877 | 0.64877 | 0.64877 | 0.64972 | 0.65162 | 0.65257 | 0.65447 | 0.65542 | 0.65732 | 0.65827 | 0.66017 | 0.66207 | 0.66302 | 0.66492 | 0.66682 | 0.66777 | 0.66967 | 0.67157 | 0.67252 | 0.67442 | 0.67632 | 0.67822 | 0.68012 | 0.68202 | 0.68392 | 0.68582 | 0.68772 | 0.68962 | 0.69152 | 0.69342 | 0.69532 | 0.69722 | 0.69722 | 0.69722 | 0.69722 | 0.69722 | 0.69722 | 0.69722 | 0.69722 | 0.69722 | 0.69722 | 0.69722 | 0.69722 | 0.69722 | 0.69722 | 0.69722 | 0.69722 | 0.69722 | 0.69722 | 0.69722 | 0.69722 | 0.69722
Reference | 20_USA | POW_10_hydro | 1 | million $/PJ |  | 0 | 0 | 0 | 0 | 0 | 0 | 0 | 0 | 0 | 0 | 0 | 0 | 0 | 0 | 0 | 0 | 0 | 0 | 0 | 0 | 0 | 0 | 0 | 0 | 0 | 0 | 0 | 0 | 0 | 0 | 0 | 0 | 0 | 0 | 0 | 0 | 0 | 0 | 0 | 0 | 0 | 0 | 0 | 0 | 0 | 0 | 0 | 0 | 0 | 0 | 0 | 0 | 0 | 0
Reference | 20_USA | POW_11_geothermal | 1 | million $/PJ |  | 0 | 0 | 0 | 0 | 0 | 0 | 0 | 0 | 0 | 0 | 0 | 0 | 0 | 0 | 0 | 0 | 0 | 0 | 0 | 0 | 0 | 0 | 0 | 0 | 0 | 0 | 0 | 0 | 0 | 0 | 0 | 0 | 0 | 0 | 0 | 0 | 0 | 0 | 0 | 0 | 0 | 0 | 0 | 0 | 0 | 0 | 0 | 0 | 0 | 0 | 0 | 0 | 0 | 0
Reference | 20_USA | POW_12_solar | 1 | million $/PJ |  | 0 | 0 | 0 | 0 | 0 | 0 | 0 | 0 | 0 | 0 | 0 | 0 | 0 | 0 | 0 | 0 | 0 | 0 | 0 | 0 | 0 | 0 | 0 | 0 | 0 | 0 | 0 | 0 | 0 | 0 | 0 | 0 | 0 | 0 | 0 | 0 | 0 | 0 | 0 | 0 | 0 | 0 | 0 | 0 | 0 | 0 | 0 | 0 | 0 | 0 | 0 | 0 | 0 | 0
Reference | 20_USA | POW_12_1_of_which_photovoltaics | 1 | million $/PJ |  | 0 | 0 | 0 | 0 | 0 | 0 | 0 | 0 | 0 | 0 | 0 | 0 | 0 | 0 | 0 | 0 | 0 | 0 | 0 | 0 | 0 | 0 | 0 | 0 | 0 | 0 | 0 | 0 | 0 | 0 | 0 | 0 | 0 | 0 | 0 | 0 | 0 | 0 | 0 | 0 | 0 | 0 | 0 | 0 | 0 | 0 | 0 | 0 | 0 | 0 | 0 | 0 | 0 | 0
Reference | 20_USA | POW_14_wind | 1 | million $/PJ |  | 0 | 0 | 0 | 0 | 0 | 0 | 0 | 0 | 0 | 0 | 0 | 0 | 0 | 0 | 0 | 0 | 0 | 0 | 0 | 0 | 0 | 0 | 0 | 0 | 0 | 0 | 0 | 0 | 0 | 0 | 0 | 0 | 0 | 0 | 0 | 0 | 0 | 0 | 0 | 0 | 0 | 0 | 0 | 0 | 0 | 0 | 0 | 0 | 0 | 0 | 0 | 0 | 0 | 0
Reference | 20_USA | POW_15_solid_biomass | 1 | million $/PJ | bar: 2017 to 2070
Reference | 20_USA | POW_16_others | 1 | million $/PJ | bar: 2017 to 2070
Reference | 20_USA | POW_16_x_hydrogen | 1 | million $/PJ |  | 14.2857 | 14.2857 | 14.2857 | 14.2857 | 14.2857 | 14.2857 | 14.2857 | 14.2857 | 14.2857 | 14.2857 | 14.2857 | 14.2857 | 14.2857 | 14.2857 | 14.2857 | 14.2857 | 14.2857 | 14.2857 | 14.2857 | 14.2857 | 14.2857 | 14.2857 | 14.2857 | 14.2857 | 14.2857 | 14.2857 | 14.2857 | 14.2857 | 14.2857 | 14.2857 | 14.2857 | 14.2857 | 14.2857 | 14.2857 | 14.2857 | 14.2857 | 14.2857 | 14.2857 | 14.2857 | 14.2857 | 14.2857 | 14.2857 | 14.2857 | 14.2857 | 14.2857 | 14.2857 | 14.2857 | 14.2857 | 14.2857 | 14.2857 | 14.2857 | 14.2857 | 14.2857 | 14.2857
Reference | 20_USA | POW_17_electricity_imports | 1 | million $/PJ |  | 0 | 0 | 0 | 0 | 0 | 0 | 0 | 0 | 0 | 0 | 0 | 0 | 0 | 0 | 0 | 0 | 0 | 0 | 0 | 0 | 0 | 0 | 0 | 0 | 0 | 0 | 0 | 0 | 0 | 0 | 0 | 0 | 0 | 0 | 0 | 0 | 0 | 0 | 0 | 0 | 0 | 0 | 0 | 0 | 0 | 0 | 0 | 0 | 0 | 0 | 0 | 0 | 0 | 0
Reference | 20_USA | YYY_01_x_coal_thermal | 1 | million $/PJ |  | 99999 | 99999 | 99999 | 99999 | 99999 | 99999 | 99999 | 99999 | 99999 | 99999 | 99999 | 99999 | 99999 | 99999 | 99999 | 99999 | 99999 | 99999 | 99999 | 99999 | 99999 | 99999 | 99999 | 99999 | 99999 | 99999 | 99999 | 99999 | 99999 | 99999 | 99999 | 99999 | 99999 | 99999 | 99999 | 99999 | 99999 | 99999 | 99999 | 99999 | 99999 | 99999 | 99999 | 99999 | 99999 | 99999 | 99999 | 99999 | 99999 | 99999 | 99999 | 99999 | 99999 | 99999
Reference | 20_USA | YYY_01_05_lignite | 1 | million $/PJ |  | 99999 | 99999 | 99999 | 99999 | 99999 | 99999 | 99999 | 99999 | 99999 | 99999 | 99999 | 99999 | 99999 | 99999 | 99999 | 99999 | 99999 | 99999 | 99999 | 99999 | 99999 | 99999 | 99999 | 99999 | 99999 | 99999 | 99999 | 99999 | 99999 | 99999 | 99999 | 99999 | 99999 | 99999 | 99999 | 99999 | 99999 | 99999 | 99999 | 99999 | 99999 | 99999 | 99999 | 99999 | 99999 | 99999 | 99999 | 99999 | 99999 | 99999 | 99999 | 99999 | 99999 | 99999
Reference | 20_USA | YYY_02_coal_products | 1 | million $/PJ |  | 99999 | 99999 | 99999 | 99999 | 99999 | 99999 | 99999 | 99999 | 99999 | 99999 | 99999 | 99999 | 99999 | 99999 | 99999 | 99999 | 99999 | 99999 | 99999 | 99999 | 99999 | 99999 | 99999 | 99999 | 99999 | 99999 | 99999 | 99999 | 99999 | 99999 | 99999 | 99999 | 99999 | 99999 | 99999 | 99999 | 99999 | 99999 | 99999 | 99999 | 99999 | 99999 | 99999 | 99999 | 99999 | 99999 | 99999 | 99999 | 99999 | 99999 | 99999 | 99999 | 99999 | 99999
Reference | 20_USA | YYY_07_07_gas_diesel_oil | 1 | million $/PJ |  | 99999 | 99999 | 99999 | 99999 | 99999 | 99999 | 99999 | 99999 | 99999 | 99999 | 99999 | 99999 | 99999 | 99999 | 99999 | 99999 | 99999 | 99999 | 99999 | 99999 | 99999 | 99999 | 99999 | 99999 | 99999 | 99999 | 99999 | 99999 | 99999 | 99999 | 99999 | 99999 | 99999 | 99999 | 99999 | 99999 | 99999 | 99999 | 99999 | 99999 | 99999 | 99999 | 99999 | 99999 | 99999 | 99999 | 99999 | 99999 | 99999 | 99999 | 99999 | 99999 | 99999 | 99999
Reference | 20_USA | YYY_07_08_fuel_oil | 1 | million $/PJ |  | 99999 | 99999 | 99999 | 99999 | 99999 | 99999 | 99999 | 99999 | 99999 | 99999 | 99999 | 99999 | 99999 | 99999 | 99999 | 99999 | 99999 | 99999 | 99999 | 99999 | 99999 | 99999 | 99999 | 99999 | 99999 | 99999 | 99999 | 99999 | 99999 | 99999 | 99999 | 99999 | 99999 | 99999 | 99999 | 99999 | 99999 | 99999 | 99999 | 99999 | 99999 | 99999 | 99999 | 99999 | 99999 | 99999 | 99999 | 99999 | 99999 | 99999 | 99999 | 99999 | 99999 | 99999
Reference | 20_USA | YYY_07_x_other_petroleum_products | 1 | million $/PJ |  | 99999 | 99999 | 99999 | 99999 | 99999 | 99999 | 99999 | 99999 | 99999 | 99999 | 99999 | 99999 | 99999 | 99999 | 99999 | 99999 | 99999 | 99999 | 99999 | 99999 | 99999 | 99999 | 99999 | 99999 | 99999 | 99999 | 99999 | 99999 | 99999 | 99999 | 99999 | 99999 | 99999 | 99999 | 99999 | 99999 | 99999 | 99999 | 99999 | 99999 | 99999 | 99999 | 99999 | 99999 | 99999 | 99999 | 99999 | 99999 | 99999 | 99999 | 99999 | 99999 | 99999 | 99999
Reference | 20_USA | YYY_08_01_natural_gas | 1 | million $/PJ |  | 99999 | 99999 | 99999 | 99999 | 99999 | 99999 | 99999 | 99999 | 99999 | 99999 | 99999 | 99999 | 99999 | 99999 | 99999 | 99999 | 99999 | 99999 | 99999 | 99999 | 99999 | 99999 | 99999 | 99999 | 99999 | 99999 | 99999 | 99999 | 99999 | 99999 | 99999 | 99999 | 99999 | 99999 | 99999 | 99999 | 99999 | 99999 | 99999 | 99999 | 99999 | 99999 | 99999 | 99999 | 99999 | 99999 | 99999 | 99999 | 99999 | 99999 | 99999 | 99999 | 99999 | 99999
Reference | 20_USA | YYY_08_01_natural_gas_CCS | 1 | million $/PJ |  | 99999 | 99999 | 99999 | 99999 | 99999 | 99999 | 99999 | 99999 | 99999 | 99999 | 99999 | 99999 | 99999 | 99999 | 99999 | 99999 | 99999 | 99999 | 99999 | 99999 | 99999 | 99999 | 99999 | 99999 | 99999 | 99999 | 99999 | 99999 | 99999 | 99999 | 99999 | 99999 | 99999 | 99999 | 99999 | 99999 | 99999 | 99999 | 99999 | 99999 | 99999 | 99999 | 99999 | 99999 | 99999 | 99999 | 99999 | 99999 | 99999 | 99999 | 99999 | 99999 | 99999 | 99999
Reference | 20_USA | YYY_09_nuclear | 1 | million $/PJ |  | 99999 | 99999 | 99999 | 99999 | 99999 | 99999 | 99999 | 99999 | 99999 | 99999 | 99999 | 99999 | 99999 | 99999 | 99999 | 99999 | 99999 | 99999 | 99999 | 99999 | 99999 | 99999 | 99999 | 99999 | 99999 | 99999 | 99999 | 99999 | 99999 | 99999 | 99999 | 99999 | 99999 | 99999 | 99999 | 99999 | 99999 | 99999 | 99999 | 99999 | 99999 | 99999 | 99999 | 99999 | 99999 | 99999 | 99999 | 99999 | 99999 | 99999 | 99999 | 99999 | 99999 | 99999
Reference | 20_USA | YYY_10_hydro | 1 | million $/PJ |  | 99999 | 99999 | 99999 | 99999 | 99999 | 99999 | 99999 | 99999 | 99999 | 99999 | 99999 | 99999 | 99999 | 99999 | 99999 | 99999 | 99999 | 99999 | 99999 | 99999 | 99999 | 99999 | 99999 | 99999 | 99999 | 99999 | 99999 | 99999 | 99999 | 99999 | 99999 | 99999 | 99999 | 99999 | 99999 | 99999 | 99999 | 99999 | 99999 | 99999 | 99999 | 99999 | 99999 | 99999 | 99999 | 99999 | 99999 | 99999 | 99999 | 99999 | 99999 | 99999 | 99999 | 99999
Reference | 20_USA | YYY_11_geothermal | 1 | million $/PJ |  | 99999 | 99999 | 99999 | 99999 | 99999 | 99999 | 99999 | 99999 | 99999 | 99999 | 99999 | 99999 | 99999 | 99999 | 99999 | 99999 | 99999 | 99999 | 99999 | 99999 | 99999 | 99999 | 99999 | 99999 | 99999 | 99999 | 99999 | 99999 | 99999 | 99999 | 99999 | 99999 | 99999 | 99999 | 99999 | 99999 | 99999 | 99999 | 99999 | 99999 | 99999 | 99999 | 99999 | 99999 | 99999 | 99999 | 99999 | 99999 | 99999 | 99999 | 99999 | 99999 | 99999 | 99999
Reference | 20_USA | YYY_12_solar | 1 | million $/PJ |  | 99999 | 99999 | 99999 | 99999 | 99999 | 99999 | 99999 | 99999 | 99999 | 99999 | 99999 | 99999 | 99999 | 99999 | 99999 | 99999 | 99999 | 99999 | 99999 | 99999 | 99999 | 99999 | 99999 | 99999 | 99999 | 99999 | 99999 | 99999 | 99999 | 99999 | 99999 | 99999 | 99999 | 99999 | 99999 | 99999 | 99999 | 99999 | 99999 | 99999 | 99999 | 99999 | 99999 | 99999 | 99999 | 99999 | 99999 | 99999 | 99999 | 99999 | 99999 | 99999 | 99999 | 99999
Reference | 20_USA | YYY_12_1_of_which_photovoltaics | 1 | million $/PJ |  | 99999 | 99999 | 99999 | 99999 | 99999 | 99999 | 99999 | 99999 | 99999 | 99999 | 99999 | 99999 | 99999 | 99999 | 99999 | 99999 | 99999 | 99999 | 99999 | 99999 | 99999 | 99999 | 99999 | 99999 | 99999 | 99999 | 99999 | 99999 | 99999 | 99999 | 99999 | 99999 | 99999 | 99999 | 99999 | 99999 | 99999 | 99999 | 99999 | 99999 | 99999 | 99999 | 99999 | 99999 | 99999 | 99999 | 99999 | 99999 | 99999 | 99999 | 99999 | 99999 | 99999 | 99999
Reference | 20_USA | YYY_14_wind | 1 | million $/PJ |  | 99999 | 99999 | 99999 | 99999 | 99999 | 99999 | 99999 | 99999 | 99999 | 99999 | 99999 | 99999 | 99999 | 99999 | 99999 | 99999 | 99999 | 99999 | 99999 | 99999 | 99999 | 99999 | 99999 | 99999 | 99999 | 99999 | 99999 | 99999 | 99999 | 99999 | 99999 | 99999 | 99999 | 99999 | 99999 | 99999 | 99999 | 99999 | 99999 | 99999 | 99999 | 99999 | 99999 | 99999 | 99999 | 99999 | 99999 | 99999 | 99999 | 99999 | 99999 | 99999 | 99999 | 99999
Reference | 20_USA | YYY_15_solid_biomass | 1 | million $/PJ |  | 99999 | 99999 | 99999 | 99999 | 99999 | 99999 | 99999 | 99999 | 99999 | 99999 | 99999 | 99999 | 99999 | 99999 | 99999 | 99999 | 99999 | 99999 | 99999 | 99999 | 99999 | 99999 | 99999 | 99999 | 99999 | 99999 | 99999 | 99999 | 99999 | 99999 | 99999 | 99999 | 99999 | 99999 | 99999 | 99999 | 99999 | 99999 | 99999 | 99999 | 99999 | 99999 | 99999 | 99999 | 99999 | 99999 | 99999 | 99999 | 99999 | 99999 | 99999 | 99999 | 99999 | 99999
Reference | 20_USA | YYY_16_others | 1 | million $/PJ |  | 99999 | 99999 | 99999 | 99999 | 99999 | 99999 | 99999 | 99999 | 99999 | 99999 | 99999 | 99999 | 99999 | 99999 | 99999 | 99999 | 99999 | 99999 | 99999 | 99999 | 99999 | 99999 | 99999 | 99999 | 99999 | 99999 | 99999 | 99999 | 99999 | 99999 | 99999 | 99999 | 99999 | 99999 | 99999 | 99999 | 99999 | 99999 | 99999 | 99999 | 99999 | 99999 | 99999 | 99999 | 99999 | 99999 | 99999 | 99999 | 99999 | 99999 | 99999 | 99999 | 99999 | 99999
Reference | 20_USA | YYY_16_x_hydrogen | 1 | million $/PJ |  | 99999 | 99999 | 99999 | 99999 | 99999 | 99999 | 99999 | 99999 | 99999 | 99999 | 99999 | 99999 | 99999 | 99999 | 99999 | 99999 | 99999 | 99999 | 99999 | 99999 | 99999 | 99999 | 99999 | 99999 | 99999 | 99999 | 99999 | 99999 | 99999 | 99999 | 99999 | 99999 | 99999 | 99999 | 99999 | 99999 | 99999 | 99999 | 99999 | 99999 | 99999 | 99999 | 99999 | 99999 | 99999 | 99999 | 99999 | 99999 | 99999 | 99999 | 99999 | 99999 | 99999 | 99999
Reference | 20_USA | YYY_17_electricity | 1 | million $/PJ |  | 99999 | 99999 | 99999 | 99999 | 99999 | 99999 | 99999 | 99999 | 99999 | 99999 | 99999 | 99999 | 99999 | 99999 | 99999 | 99999 | 99999 | 99999 | 99999 | 99999 | 99999 | 99999 | 99999 | 99999 | 99999 | 99999 | 99999 | 99999 | 99999 | 99999 | 99999 | 99999 | 99999 | 99999 | 99999 | 99999 | 99999 | 99999 | 99999 | 99999 | 99999 | 99999 | 99999 | 99999 | 99999 | 99999 | 99999 | 99999 | 99999 | 99999 | 99999 | 99999 | 99999 | 99999
Reference | 20_USA | YYY_17_electricity_gen | 1 | million $/PJ |  | 99999 | 99999 | 99999 | 99999 | 99999 | 99999 | 99999 | 99999 | 99999 | 99999 | 99999 | 99999 | 99999 | 99999 | 99999 | 99999 | 99999 | 99999 | 99999 | 99999 | 99999 | 99999 | 99999 | 99999 | 99999 | 99999 | 99999 | 99999 | 99999 | 99999 | 99999 | 99999 | 99999 | 99999 | 99999 | 99999 | 99999 | 99999 | 99999 | 99999 | 99999 | 99999 | 99999 | 99999 | 99999 | 99999 | 99999 | 99999 | 99999 | 99999 | 99999 | 99999 | 99999 | 99999
Reference | 20_USA | YYY_17_electricity_PV | 1 | million $/PJ |  | 99999 | 99999 | 99999 | 99999 | 99999 | 99999 | 99999 | 99999 | 99999 | 99999 | 99999 | 99999 | 99999 | 99999 | 99999 | 99999 | 99999 | 99999 | 99999 | 99999 | 99999 | 99999 | 99999 | 99999 | 99999 | 99999 | 99999 | 99999 | 99999 | 99999 | 99999 | 99999 | 99999 | 99999 | 99999 | 99999 | 99999 | 99999 | 99999 | 99999 | 99999 | 99999 | 99999 | 99999 | 99999 | 99999 | 99999 | 99999 | 99999 | 99999 | 99999 | 99999 | 99999 | 99999
Reference | 20_USA | YYY_17_electricity_Dx | 1 | million $/PJ |  | 99999 | 99999 | 99999 | 99999 | 99999 | 99999 | 99999 | 99999 | 99999 | 99999 | 99999 | 99999 | 99999 | 99999 | 99999 | 99999 | 99999 | 99999 | 99999 | 99999 | 99999 | 99999 | 99999 | 99999 | 99999 | 99999 | 99999 | 99999 | 99999 | 99999 | 99999 | 99999 | 99999 | 99999 | 99999 | 99999 | 99999 | 99999 | 99999 | 99999 | 99999 | 99999 | 99999 | 99999 | 99999 | 99999 | 99999 | 99999 | 99999 | 99999 | 99999 | 99999 | 99999 | 99999
Reference | 20_USA | YYY_17_electricity_own | 1 | million $/PJ |  | 99999 | 99999 | 99999 | 99999 | 99999 | 99999 | 99999 | 99999 | 99999 | 99999 | 99999 | 99999 | 99999 | 99999 | 99999 | 99999 | 99999 | 99999 | 99999 | 99999 | 99999 | 99999 | 99999 | 99999 | 99999 | 99999 | 99999 | 99999 | 99999 | 99999 | 99999 | 99999 | 99999 | 99999 | 99999 | 99999 | 99999 | 99999 | 99999 | 99999 | 99999 | 99999 | 99999 | 99999 | 99999 | 99999 | 99999 | 99999 | 99999 | 99999 | 99999 | 99999 | 99999 | 99999
Reference | 20_USA | YYY_17_electricity_loss | 1 | million $/PJ |  | 99999 | 99999 | 99999 | 99999 | 99999 | 99999 | 99999 | 99999 | 99999 | 99999 | 99999 | 99999 | 99999 | 99999 | 99999 | 99999 | 99999 | 99999 | 99999 | 99999 | 99999 | 99999 | 99999 | 99999 | 99999 | 99999 | 99999 | 99999 | 99999 | 99999 | 99999 | 99999 | 99999 | 99999 | 99999 | 99999 | 99999 | 99999 | 99999 | 99999 | 99999 | 99999 | 99999 | 99999 | 99999 | 99999 | 99999 | 99999 | 99999 | 99999 | 99999 | 99999 | 99999 | 99999
Reference | 20_USA | YYY_17_electricity_imports | 1 | million $/PJ |  | 99999 | 99999 | 99999 | 99999 | 99999 | 99999 | 99999 | 99999 | 99999 | 99999 | 99999 | 99999 | 99999 | 99999 | 99999 | 99999 | 99999 | 99999 | 99999 | 99999 | 99999 | 99999 | 99999 | 99999 | 99999 | 99999 | 99999 | 99999 | 99999 | 99999 | 99999 | 99999 | 99999 | 99999 | 99999 | 99999 | 99999 | 99999 | 99999 | 99999 | 99999 | 99999 | 99999 | 99999 | 99999 | 99999 | 99999 | 99999 | 99999 | 99999 | 99999 | 99999 | 99999 | 99999
Reference | 20_USA | YYY_18_heat | 1 | million $/PJ |  | 99999 | 99999 | 99999 | 99999 | 99999 | 99999 | 99999 | 99999 | 99999 | 99999 | 99999 | 99999 | 99999 | 99999 | 99999 | 99999 | 99999 | 99999 | 99999 | 99999 | 99999 | 99999 | 99999 | 99999 | 99999 | 99999 | 99999 | 99999 | 99999 | 99999 | 99999 | 99999 | 99999 | 99999 | 99999 | 99999 | 99999 | 99999 | 99999 | 99999 | 99999 | 99999 | 99999 | 99999 | 99999 | 99999 | 99999 | 99999 | 99999 | 99999 | 99999 | 99999 | 99999 | 99999

## AvailabilityFactor
SCENARIO | REGION | TECHNOLOGY | UNITS | NOTES | 2017 | 2018 | 2019 | 2020 | 2021 | 2022 | 2023 | 2024 | 2025 | 2026 | 2027 | 2028 | 2029 | 2030 | 2031 | 2032 | 2033 | 2034 | 2035 | 2036 | 2037 | 2038 | 2039 | 2040 | 2041 | 2042 | 2043 | 2044 | 2045 | 2046 | 2047 | 2048 | 2049 | 2050 | 2051 | 2052 | 2053 | 2054 | 2055 | 2056 | 2057 | 2058 | 2059 | 2060 | 2061 | 2062 | 2063 | 2064 | 2065 | 2066 | 2067 | 2068 | 2069 | 2070
Reference | 20_USA | POW_Coal_PP |  | binary | bar: 2017 to 2070
Reference | 20_USA | POW_Lignite_PP |  | binary | 0 | 0 | 0 | 0 | 0 | 0 | 0 | 0 | 0 | 0 | 0 | 0 | 0 | 0 | 0 | 0 | 0 | 0 | 0 | 0 | 0 | 0 | 0 | 0 | 0 | 0 | 0 | 0 | 0 | 0 | 0 | 0 | 0 | 0 | 0 | 0 | 0 | 0 | 0 | 0 | 0 | 0 | 0 | 0 | 0 | 0 | 0 | 0 | 0 | 0 | 0 | 0 | 0 | 0
Reference | 20_USA | POW_Coal_NEW_PP |  | binary | 0 | 0 | 0 | 0 | 0 | 0 | 0 | 0 | 0 | 0 | 0 | 0 | 0 | 0 | 0 | 0 | 0 | 0 | 0 | 0 | 0 | 0 | 0 | 0 | 0 | 0 | 0 | 0 | 0 | 0 | 0 | 0 | 0 | 0 | 0 | 0 | 0 | 0 | 0 | 0 | 0 | 0 | 0 | 0 | 0 | 0 | 0 | 0 | 0 | 0 | 0 | 0 | 0 | 0
Reference | 20_USA | POW_Lignite_NEW_PP |  | binary | 0 | 0 | 0 | 0 | 0 | 0 | 0 | 0 | 0 | 0 | 0 | 0 | 0 | 0 | 0 | 0 | 0 | 0 | 0 | 0 | 0 | 0 | 0 | 0 | 0 | 0 | 0 | 0 | 0 | 0 | 0 | 0 | 0 | 0 | 0 | 0 | 0 | 0 | 0 | 0 | 0 | 0 | 0 | 0 | 0 | 0 | 0 | 0 | 0 | 0 | 0 | 0 | 0 | 0
Reference | 20_USA | POW_Oil_PP |  | binary | bar: 2017 to 2070
Reference | 20_USA | POW_Gas_PP |  | binary | bar: 2017 to 2070
Reference | 20_USA | POW_Gas_NEW_PP |  | binary | 0 | 0 | 0 | 0 | 0 | 0 | 0 | 0 | 0 | 0 | 0 | 0 | 0 | 0 | 0 | 0 | 0 | 0 | 0 | 0 | 1 | 1 | 1 | 1 | 1 | 1 | 1 | 1 | 1 | 1 | 1 | 1 | 1 | 1 | 1 | 1 | 1 | 1 | 1 | 1 | 1 | 1 | 1 | 1 | 1 | 1 | 1 | 1 | 1 | 1 | 1 | 1 | 1 | 1
Reference | 20_USA | POW_Gas_NEW_CCS_PP |  | binary | 0 | 0 | 0 | 0 | 0 | 0 | 0 | 0 | 0 | 0 | 0 | 0 | 0 | 0 | 0 | 0 | 0 | 0 | 0 | 0 | 0 | 0 | 0 | 0 | 0 | 0 | 0 | 0 | 0 | 0 | 0 | 0 | 0 | 0 | 0 | 0 | 0 | 0 | 0 | 0 | 0 | 0 | 0 | 0 | 0 | 0 | 0 | 0 | 0 | 0 | 0 | 0 | 0 | 0
Reference | 20_USA | POW_Gas_NEW_H2_25_PP |  | binary | 0 | 0 | 0 | 0 | 0 | 0 | 0 | 0 | 0 | 0 | 0 | 0 | 0 | 0 | 0 | 0 | 0 | 0 | 0 | 0 | 0 | 0 | 0 | 0 | 0 | 0 | 0 | 0 | 0 | 0 | 0 | 0 | 0 | 0 | 0 | 0 | 0 | 0 | 0 | 0 | 0 | 0 | 0 | 0 | 0 | 0 | 0 | 0 | 0 | 0 | 0 | 0 | 0 | 0
Reference | 20_USA | POW_Gas_NEW_H2_50_PP |  | binary | 0 | 0 | 0 | 0 | 0 | 0 | 0 | 0 | 0 | 0 | 0 | 0 | 0 | 0 | 0 | 0 | 0 | 0 | 0 | 0 | 0 | 0 | 0 | 0 | 0 | 0 | 0 | 0 | 0 | 0 | 0 | 0 | 0 | 0 | 0 | 0 | 0 | 0 | 0 | 0 | 0 | 0 | 0 | 0 | 0 | 0 | 0 | 0 | 0 | 0 | 0 | 0 | 0 | 0
Reference | 20_USA | POW_Nuclear_PP |  | binary | bar: 2017 to 2070
Reference | 20_USA | POW_Hydro_PP |  | binary | bar: 2017 to 2070
Reference | 20_USA | POW_Geothermal_PP |  | binary | bar: 2017 to 2070
Reference | 20_USA | POW_SolarPV_PP |  | binary | bar: 2017 to 2070
Reference | 20_USA | POW_SolarCSP_PP |  | binary | bar: 2017 to 2070
Reference | 20_USA | POW_Wind_PP |  | binary | bar: 2017 to 2070
Reference | 20_USA | POW_WindOff_PP |  | binary | bar: 2017 to 2070
Reference | 20_USA | POW_Solid_Biomass_PP |  | binary | bar: 2017 to 2070
Reference | 20_USA | POW_Other_PP |  | binary | bar: 2017 to 2070
Reference | 20_USA | POW_Transmission |  | binary | bar: 2017 to 2070
Reference | 20_USA | POW_TRN_BATT |  | binary | bar: 2017 to 2070
Reference | 20_USA | POW_TRN_DAM |  | binary | bar: 2017 to 2070
Reference | 20_USA | POW_IMPORT_ELEC_PP |  | binary | bar: 2017 to 2070
Reference | 20_USA | POW_TBATT |  | binary | bar: 2017 to 2070
Reference | 20_USA | POW_TDAM |  | binary | bar: 2017 to 2070
Reference | 20_USA | POW_Gas_CHP |  | binary | bar: 2017 to 2070
Reference | 20_USA | POW_Coal_CHP |  | binary | bar: 2017 to 2070
Reference | 20_USA | POW_Solid_Biomass_CHP |  | binary | bar: 2017 to 2070
Reference | 20_USA | POW_Oil_CHP |  | binary | bar: 2017 to 2070
Reference | 20_USA | POW_Other_CHP |  | binary | bar: 2017 to 2070
Reference | 20_USA | POW_Transmission_Heat |  | binary | bar: 2017 to 2070
Reference | 20_USA | POW_01_x_thermal_coal |  | binary | bar: 2017 to 2070
Reference | 20_USA | POW_01_05_lignite |  | binary | bar: 2017 to 2070
Reference | 20_USA | POW_02_coal_products |  | binary | bar: 2017 to 2070
Reference | 20_USA | POW_07_07_gas_diesel_oil |  | binary | bar: 2017 to 2070
Reference | 20_USA | POW_07_08_fuel_oil |  | binary | bar: 2017 to 2070
Reference | 20_USA | POW_07_x_other_petroleum_products |  | binary | bar: 2017 to 2070
Reference | 20_USA | POW_08_01_natural_gas |  | binary | bar: 2017 to 2070
Reference | 20_USA | POW_08_01_natural_gas_CCS |  | binary | bar: 2017 to 2070
Reference | 20_USA | POW_09_nuclear |  | binary | bar: 2017 to 2070
Reference | 20_USA | POW_10_hydro |  | binary | bar: 2017 to 2070
Reference | 20_USA | POW_11_geothermal |  | binary | bar: 2017 to 2070
Reference | 20_USA | POW_12_solar |  | binary | bar: 2017 to 2070
Reference | 20_USA | POW_12_1_of_which_photovoltaics |  | binary | bar: 2017 to 2070
Reference | 20_USA | POW_14_wind |  | binary | bar: 2017 to 2070
Reference | 20_USA | POW_15_solid_biomass |  | binary | bar: 2017 to 2070
Reference | 20_USA | POW_16_others |  | binary | bar: 2017 to 2070
Reference | 20_USA | POW_16_x_hydrogen |  | binary | bar: 2017 to 2070
Reference | 20_USA | POW_17_electricity_imports |  | binary | bar: 2017 to 2070

## ResidualCapacity
SCENARIO | REGION | TECHNOLOGY | UNITS | NOTES | 2017 | 2018 | 2019 | 2020 | 2021 | 2022 | 2023 | 2024 | 2025 | 2026 | 2027 | 2028 | 2029 | 2030 | 2031 | 2032 | 2033 | 2034 | 2035 | 2036 | 2037 | 2038 | 2039 | 2040 | 2041 | 2042 | 2043 | 2044 | 2045 | 2046 | 2047 | 2048 | 2049 | 2050 | 2051 | 2052 | 2053 | 2054 | 2055 | 2056 | 2057 | 2058 | 2059 | 2060 | 2061 | 2062 | 2063 | 2064 | 2065 | 2066 | 2067 | 2068 | 2069 | 2070
Reference | 20_USA | POW_Coal_PP | GW |  | 250.142 | 236.2468 | 226.0115 | 208.7467 | 208.7467 | 208.7467 | 197.9926 | 186.4974 | 145.6147 | 141.2418 | 135.1752 | 132.5842 | 130.1102 | 127.5782 | 126.1602 | 124.0992 | 122.9202 | 122.3337 | 109.0829 | 109.0829 | 108.02 | 107.2455 | 106.5444 | 105.5444 | 104.2384 | 103.2384 | 103.2384 | 103.2384 | 101.9758 | 101.9758 | 101.5375 | 101.5375 | 101.5375 | 101.5375 | 92.3485 | 84.0785 | 76.6354 | 69.9367 | 63.9078 | 58.4818 | 53.5985 | 49.2034 | 45.2479 | 41.6879 | 38.4839 | 35.6003 | 33.0051 | 30.6694 | 28.5672 | 26.6753 | 24.9726 | 23.4401 | 22.0609 | 20.8196
Reference | 20_USA | POW_Lignite_PP | GW |  | 0 | 0 | 0 | 0 | 0 | 0 | 0 | 0 | 0 | 0 | 0 | 0 | 0 | 0 | 0 | 0 | 0 | 0 | 0 | 0 | 0 | 0 | 0 | 0 | 0 | 0 | 0 | 0 | 0 | 0 | 0 | 0 | 0 | 0 | 0 | 0 | 0 | 0 | 0 | 0 | 0 | 0 | 0 | 0 | 0 | 0 | 0 | 0 | 0 | 0 | 0 | 0 | 0 | 0
Reference | 20_USA | POW_Coal_NEW_PP | GW |  | 0 | 0 | 0 | 0 | 0 | 0 | 0 | 0 | 0 | 0 | 0 | 0 | 0 | 0 | 0 | 0 | 0 | 0 | 0 | 0 | 0 | 0 | 0 | 0 | 0 | 0 | 0 | 0 | 0 | 0 | 0 | 0 | 0 | 0 | 0 | 0 | 0 | 0 | 0 | 0 | 0 | 0 | 0 | 0 | 0 | 0 | 0 | 0 | 0 | 0 | 0 | 0 | 0 | 0
Reference | 20_USA | POW_Lignite_NEW_PP | GW |  | 0 | 0 | 0 | 0 | 0 | 0 | 0 | 0 | 0 | 0 | 0 | 0 | 0 | 0 | 0 | 0 | 0 | 0 | 0 | 0 | 0 | 0 | 0 | 0 | 0 | 0 | 0 | 0 | 0 | 0 | 0 | 0 | 0 | 0 | 0 | 0 | 0 | 0 | 0 | 0 | 0 | 0 | 0 | 0 | 0 | 0 | 0 | 0 | 0 | 0 | 0 | 0 | 0 | 0
Reference | 20_USA | POW_Oil_PP | GW |  | 28.4195 | 30.9377 | 24.9815 | 26.2898 | 26.2898 | 26.2898 | 26.2898 | 26.2898 | 26.2898 | 26.2898 | 26.2898 | 26.2898 | 26.2898 | 26.2898 | 26.2898 | 26.2898 | 26.2898 | 26.2898 | 26.2898 | 26.2898 | 26.2898 | 26.2898 | 26.2898 | 26.2898 | 26.2898 | 26.2898 | 26.2898 | 26.2898 | 26.2898 | 26.2898 | 26.2898 | 26.2898 | 26.2898 | 26.2898 | 26.2898 | 26.2898 | 26.2898 | 26.2898 | 26.2898 | 26.2898 | 26.2898 | 26.2898 | 26.2898 | 26.2898 | 26.2898 | 26.2898 | 26.2898 | 26.2898 | 26.2898 | 26.2898 | 26.2898 | 26.2898 | 26.2898 | 26.2898
Reference | 20_USA | POW_Gas_PP | GW |  | 407.985 | 423.8729 | 430.8138 | 439.884 | 439.884 | 439.884 | 439.884 | 439.884 | 439.884 | 439.884 | 439.884 | 439.884 | 439.884 | 439.884 | 439.884 | 439.884 | 439.884 | 439.884 | 439.884 | 439.884 | 439.884 | 439.884 | 439.884 | 439.884 | 439.884 | 439.884 | 439.884 | 439.884 | 439.884 | 439.884 | 439.884 | 439.884 | 439.884 | 439.884 | 439.884 | 439.884 | 439.884 | 439.884 | 439.884 | 439.884 | 439.884 | 439.884 | 439.884 | 439.884 | 439.884 | 439.884 | 439.884 | 439.884 | 439.884 | 439.884 | 439.884 | 439.884 | 439.884 | 439.884
Reference | 20_USA | POW_Gas_NEW_PP | GW |  | 0 | 0 | 0 | 0 | 0 | 0 | 0 | 0 | 0 | 0 | 0 | 0 | 0 | 0 | 0 | 0 | 0 | 0 | 0 | 0 | 0 | 0 | 0 | 0 | 0 | 0 | 0 | 0 | 0 | 0 | 0 | 0 | 0 | 0 | 0 | 0 | 0 | 0 | 0 | 0 | 0 | 0 | 0 | 0 | 0 | 0 | 0 | 0 | 0 | 0 | 0 | 0 | 0 | 0
Reference | 20_USA | POW_Gas_NEW_CCS_PP | GW |  | 0 | 0 | 0 | 0 | 0 | 0 | 0 | 0 | 0 | 0 | 0 | 0 | 0 | 0 | 0 | 0 | 0 | 0 | 0 | 0 | 0 | 0 | 0 | 0 | 0 | 0 | 0 | 0 | 0 | 0 | 0 | 0 | 0 | 0 | 0 | 0 | 0 | 0 | 0 | 0 | 0 | 0 | 0 | 0 | 0 | 0 | 0 | 0 | 0 | 0 | 0 | 0 | 0 | 0
Reference | 20_USA | POW_Gas_NEW_H2_25_PP | GW |  | 0 | 0 | 0 | 0 | 0 | 0 | 0 | 0 | 0 | 0 | 0 | 0 | 0 | 0 | 0 | 0 | 0 | 0 | 0 | 0 | 0 | 0 | 0 | 0 | 0 | 0 | 0 | 0 | 0 | 0 | 0 | 0 | 0 | 0 | 0 | 0 | 0 | 0 | 0 | 0 | 0 | 0 | 0 | 0 | 0 | 0 | 0 | 0 | 0 | 0 | 0 | 0 | 0 | 0
Reference | 20_USA | POW_Gas_NEW_H2_50_PP | GW |  | 0 | 0 | 0 | 0 | 0 | 0 | 0 | 0 | 0 | 0 | 0 | 0 | 0 | 0 | 0 | 0 | 0 | 0 | 0 | 0 | 0 | 0 | 0 | 0 | 0 | 0 | 0 | 0 | 0 | 0 | 0 | 0 | 0 | 0 | 0 | 0 | 0 | 0 | 0 | 0 | 0 | 0 | 0 | 0 | 0 | 0 | 0 | 0 | 0 | 0 | 0 | 0 | 0 | 0
Reference | 20_USA | POW_Nuclear_PP | GW |  | 99.6289 | 99.4329 | 98.119 | 96.5006 | 94.718 | 95.835 | 95.835 | 96.952 | 96.952 | 96.952 | 96.952 | 96.952 | 96.952 | 96.952 | 96.952 | 96.952 | 96.952 | 96.952 | 96.952 | 96.952 | 96.952 | 96.952 | 96.952 | 96.392 | 95.06 | 94.181 | 90.687 | 85.09 | 73.065 | 72.196 | 66.135 | 63.199 | 60.38 | 60.38 | 58.284 | 53.318 | 49.951 | 46.666 | 40.524 | 30.187 | 23.137 | 15.101 | 12.661 | 9.095 | 6.644 | 5.75 | 5.75 | 4.555 | 4.555 | 4.555 | 3.398 | 3.398 | 3.398 | 3.398
Reference | 20_USA | POW_Hydro_PP | GW |  | 83.6443 | 83.7216 | 83.6241 | 83.8113 | 83.8113 | 83.8113 | 83.8113 | 83.8113 | 83.8113 | 83.8113 | 83.8113 | 83.8113 | 83.8113 | 83.8113 | 83.8113 | 83.8113 | 83.8113 | 83.8113 | 83.8113 | 83.8113 | 83.8113 | 83.8113 | 83.8113 | 83.8113 | 83.8113 | 83.8113 | 83.8113 | 83.8113 | 83.8113 | 83.8113 | 83.8113 | 83.8113 | 83.8113 | 83.8113 | 83.8113 | 83.8113 | 83.8113 | 83.8113 | 83.8113 | 83.8113 | 83.8113 | 83.8113 | 83.8113 | 83.8113 | 83.8113 | 83.8113 | 83.8113 | 83.8113 | 83.8113 | 83.8113 | 83.8113 | 83.8113 | 83.8113 | 83.8113
Reference | 20_USA | POW_Geothermal_PP | GW |  | 2.4833 | 2.4443 | 2.5554 | 2.5719 | 2.5719 | 2.5719 | 2.5719 | 2.5719 | 2.5719 | 2.5719 | 2.5719 | 2.5719 | 2.5719 | 2.5719 | 2.5719 | 2.5719 | 2.5719 | 2.5719 | 2.5719 | 2.5719 | 2.5719 | 2.5719 | 2.5719 | 2.5719 | 2.5719 | 2.5719 | 2.5719 | 2.5719 | 2.5719 | 2.5719 | 2.5719 | 2.5719 | 2.5719 | 2.5719 | 2.5719 | 2.5719 | 2.5719 | 2.5719 | 2.5719 | 2.5719 | 2.5719 | 2.5719 | 2.5719 | 2.5719 | 2.5719 | 2.5719 | 2.5719 | 2.5719 | 2.5719 | 2.5719 | 2.5719 | 2.5719 | 2.5719 | 2.5719
Reference | 20_USA | POW_SolarPV_PP | GW |  | 41.3568 | 49.8122 | 59.0684 | 74.0456 | 74.0456 | 74.0456 | 74.0456 | 74.0456 | 74.0456 | 74.0456 | 74.0456 | 74.0456 | 74.0456 | 74.0456 | 74.0456 | 74.0456 | 74.0456 | 74.0456 | 74.0456 | 74.0456 | 74.0456 | 74.0456 | 74.0456 | 74.0456 | 74.0456 | 74.0456 | 74.0456 | 74.0456 | 74.0456 | 74.0456 | 74.0456 | 74.0456 | 74.0456 | 74.0456 | 74.0456 | 74.0456 | 74.0456 | 74.0456 | 74.0456 | 74.0456 | 74.0456 | 74.0456 | 74.0456 | 74.0456 | 74.0456 | 74.0456 | 74.0456 | 74.0456 | 74.0456 | 74.0456 | 74.0456 | 74.0456 | 74.0456 | 74.0456
Reference | 20_USA | POW_SolarCSP_PP | GW |  | 1.7579 | 1.7579 | 1.7581 | 1.7479 | 1.7479 | 1.7479 | 1.7479 | 1.7479 | 1.7479 | 1.7479 | 1.7479 | 1.7479 | 1.7479 | 1.7479 | 1.7479 | 1.7479 | 1.7479 | 1.7479 | 1.7479 | 1.7479 | 1.7479 | 1.7479 | 1.7479 | 1.7479 | 1.7479 | 1.7479 | 1.7479 | 1.7479 | 1.7479 | 1.7479 | 1.7479 | 1.7479 | 1.7479 | 1.7479 | 1.7479 | 1.7479 | 1.7479 | 1.7479 | 1.7479 | 1.7479 | 1.7479 | 1.7479 | 1.7479 | 1.7479 | 1.7479 | 1.7479 | 1.7479 | 1.7479 | 1.7479 | 1.7479 | 1.7479 | 1.7479 | 1.7479 | 1.7479
Reference | 20_USA | POW_Wind_PP | GW |  | 87.5975 | 94.5167 | 103.6702 | 118.4777 | 118.4777 | 118.4777 | 118.4777 | 118.4777 | 118.4777 | 118.4777 | 118.4777 | 118.4777 | 118.4777 | 118.4777 | 118.4777 | 118.4777 | 118.4777 | 118.4777 | 118.4777 | 118.4777 | 118.4777 | 118.4777 | 118.4777 | 118.4777 | 118.4777 | 118.4777 | 118.4777 | 118.4777 | 118.4777 | 118.4777 | 118.4777 | 118.4777 | 118.4777 | 118.4777 | 118.4777 | 118.4777 | 118.4777 | 118.4777 | 118.4777 | 118.4777 | 118.4777 | 118.4777 | 118.4777 | 118.4777 | 118.4777 | 118.4777 | 118.4777 | 118.4777 | 118.4777 | 118.4777 | 118.4777 | 118.4777 | 118.4777 | 118.4777
Reference | 20_USA | POW_WindOff_PP | GW |  | 0 | 0 | 0 | 0 | 0 | 0 | 0 | 0 | 0 | 0 | 0 | 0 | 0 | 0 | 0 | 0 | 0 | 0 | 0 | 0 | 0 | 0 | 0 | 0 | 0 | 0 | 0 | 0 | 0 | 0 | 0 | 0 | 0 | 0 | 0 | 0 | 0 | 0 | 0 | 0 | 0 | 0 | 0 | 0 | 0 | 0 | 0 | 0 | 0 | 0 | 0 | 0 | 0 | 0
Reference | 20_USA | POW_Solid_Biomass_PP | GW |  | 1.6616 | 1.6616 | 1.6616 | 1.6616 | 1.6616 | 1.6616 | 1.6616 | 1.6616 | 1.6616 | 1.6616 | 1.6616 | 1.6616 | 1.6616 | 1.6616 | 1.6616 | 1.6616 | 1.6616 | 1.6616 | 1.6616 | 1.6616 | 1.6616 | 1.6616 | 1.6616 | 1.6616 | 1.6616 | 1.6616 | 1.6616 | 1.6616 | 1.6616 | 1.6616 | 1.6616 | 1.6616 | 1.6616 | 1.6616 | 1.6616 | 1.6616 | 1.6616 | 1.6616 | 1.6616 | 1.6616 | 1.6616 | 1.6616 | 1.6616 | 1.6616 | 1.6616 | 1.6616 | 1.6616 | 1.6616 | 1.6616 | 1.6616 | 1.6616 | 1.6616 | 1.6616 | 1.6616
Reference | 20_USA | POW_Other_PP | GW |  | 7.881 | 6.9308 | 6.4079 | 6.2114 | 6.2114 | 6.2114 | 6.2114 | 6.2114 | 6.2114 | 6.2114 | 6.2114 | 6.2114 | 6.2114 | 6.2114 | 6.2114 | 6.2114 | 6.2114 | 6.2114 | 6.2114 | 6.2114 | 6.2114 | 6.2114 | 6.2114 | 6.2114 | 6.2114 | 6.2114 | 6.2114 | 6.2114 | 6.2114 | 6.2114 | 6.2114 | 6.2114 | 6.2114 | 6.2114 | 6.2114 | 6.2114 | 6.2114 | 6.2114 | 6.2114 | 6.2114 | 6.2114 | 6.2114 | 6.2114 | 6.2114 | 6.2114 | 6.2114 | 6.2114 | 6.2114 | 6.2114 | 6.2114 | 6.2114 | 6.2114 | 6.2114 | 6.2114
Reference | 20_USA | POW_TBATT | GW |  | 0.5767 | 0.7488 | 0.94475 | 1.2748 | 3.1462 | 7.787 | 14.884 | 18.9664 | 18.9664 | 18.9664 | 18.9664 | 18.9664 | 18.9664 | 18.9664 | 18.9664 | 18.9664 | 18.9664 | 18.9664 | 18.9664 | 18.9664 | 18.9664 | 18.9664 | 18.9664 | 18.9664 | 18.9664 | 18.9664 | 18.9664 | 18.9664 | 18.9664 | 18.9664 | 18.9664 | 18.9664 | 18.9664 | 18.9664 | 18.9664 | 18.9664 | 18.9664 | 18.9664 | 18.9664 | 18.9664 | 18.9664 | 18.9664 | 18.9664 | 18.9664 | 18.9664 | 18.9664 | 18.9664 | 18.9664 | 18.9664 | 18.9664 | 18.9664 | 18.9664 | 18.9664 | 18.9664
Reference | 20_USA | POW_TDAM | GW |  | 19.0587 | 19.0785 | 19.0254 | 19.2273 | 19.2273 | 19.2273 | 19.2273 | 19.2273 | 19.2273 | 19.2273 | 19.2273 | 19.2273 | 19.2273 | 19.2273 | 19.2273 | 19.2273 | 19.2273 | 19.2273 | 19.2273 | 19.2273 | 19.2273 | 19.2273 | 19.2273 | 19.2273 | 19.2273 | 19.2273 | 19.2273 | 19.2273 | 19.2273 | 19.2273 | 19.2273 | 19.2273 | 19.2273 | 19.2273 | 19.2273 | 19.2273 | 19.2273 | 19.2273 | 19.2273 | 19.2273 | 19.2273 | 19.2273 | 19.2273 | 19.2273 | 19.2273 | 19.2273 | 19.2273 | 19.2273 | 19.2273 | 19.2273 | 19.2273 | 19.2273 | 19.2273 | 19.2273
Reference | 20_USA | POW_IMPORT_ELEC_PP | PJ |  | 202.7308 | 160.042 | 140.5601 | 170.3312 | 200 | 200 | 200 | 200 | 200 | 200 | 200 | 200 | 200 | 200 | 200 | 200 | 200 | 200 | 200 | 200 | 200 | 200 | 200 | 200 | 200 | 200 | 200 | 200 | 200 | 200 | 200 | 200 | 200 | 200 | 200 | 200 | 200 | 200 | 200 | 200 | 200 | 200 | 200 | 200 | 200 | 200 | 200 | 200 | 200 | 200 | 200 | 200 | 200 | 200
Reference | 20_USA | POW_Gas_CHP | GW |  | 48.0289 | 48.0289 | 48.0289 | 48.0289 | 48.0289 | 48.0289 | 48.0289 | 48.0289 | 48.0289 | 48.0289 | 48.0289 | 48.0289 | 48.0289 | 48.0289 | 48.0289 | 48.0289 | 48.0289 | 48.0289 | 48.0289 | 48.0289 | 48.0289 | 48.0289 | 48.0289 | 48.0289 | 48.0289 | 48.0289 | 48.0289 | 48.0289 | 48.0289 | 48.0289 | 48.0289 | 48.0289 | 48.0289 | 48.0289 | 48.0289 | 48.0289 | 48.0289 | 48.0289 | 48.0289 | 48.0289 | 48.0289 | 48.0289 | 48.0289 | 48.0289 | 48.0289 | 48.0289 | 48.0289 | 48.0289 | 48.0289 | 48.0289 | 48.0289 | 48.0289 | 48.0289 | 48.0289
Reference | 20_USA | POW_Coal_CHP | GW |  | 8.7811 | 8.7811 | 8.7811 | 8.7811 | 8.7811 | 8.7811 | 8.7811 | 8.7811 | 8.7811 | 8.7811 | 8.7811 | 8.7811 | 8.7811 | 8.7811 | 8.7811 | 8.7811 | 8.7811 | 8.7811 | 8.7811 | 8.7811 | 8.7811 | 8.7811 | 8.7811 | 8.7811 | 8.7811 | 8.7811 | 8.7811 | 8.7811 | 8.7811 | 8.7811 | 8.7811 | 8.7811 | 8.7811 | 8.7811 | 8.7811 | 8.7811 | 8.7811 | 8.7811 | 8.7811 | 8.7811 | 8.7811 | 8.7811 | 8.7811 | 8.7811 | 8.7811 | 8.7811 | 8.7811 | 8.7811 | 8.7811 | 8.7811 | 8.7811 | 8.7811 | 8.7811 | 8.7811
Reference | 20_USA | POW_Solid_Biomass_CHP | GW |  | 4.8184 | 4.8184 | 4.8184 | 4.8184 | 4.8184 | 4.8184 | 4.8184 | 4.8184 | 4.8184 | 4.8184 | 4.8184 | 4.8184 | 4.8184 | 4.8184 | 4.8184 | 4.8184 | 4.8184 | 4.8184 | 4.8184 | 4.8184 | 4.8184 | 4.8184 | 4.8184 | 4.8184 | 4.8184 | 4.8184 | 4.8184 | 4.8184 | 4.8184 | 4.8184 | 4.8184 | 4.8184 | 4.8184 | 4.8184 | 4.8184 | 4.8184 | 4.8184 | 4.8184 | 4.8184 | 4.8184 | 4.8184 | 4.8184 | 4.8184 | 4.8184 | 4.8184 | 4.8184 | 4.8184 | 4.8184 | 4.8184 | 4.8184 | 4.8184 | 4.8184 | 4.8184 | 4.8184
Reference | 20_USA | POW_Oil_CHP | GW |  | 4.8849 | 4.8849 | 4.8849 | 4.8849 | 4.8849 | 4.8849 | 4.8849 | 4.8849 | 4.8849 | 4.8849 | 4.8849 | 4.8849 | 4.8849 | 4.8849 | 4.8849 | 4.8849 | 4.8849 | 4.8849 | 4.8849 | 4.8849 | 4.8849 | 4.8849 | 4.8849 | 4.8849 | 4.8849 | 4.8849 | 4.8849 | 4.8849 | 4.8849 | 4.8849 | 4.8849 | 4.8849 | 4.8849 | 4.8849 | 4.8849 | 4.8849 | 4.8849 | 4.8849 | 4.8849 | 4.8849 | 4.8849 | 4.8849 | 4.8849 | 4.8849 | 4.8849 | 4.8849 | 4.8849 | 4.8849 | 4.8849 | 4.8849 | 4.8849 | 4.8849 | 4.8849 | 4.8849
Reference | 20_USA | POW_Other_CHP | GW |  | 2.2028 | 2.2028 | 2.2028 | 2.2028 | 2.2028 | 2.2028 | 2.2028 | 2.2028 | 2.2028 | 2.2028 | 2.2028 | 2.2028 | 2.2028 | 2.2028 | 2.2028 | 2.2028 | 2.2028 | 2.2028 | 2.2028 | 2.2028 | 2.2028 | 2.2028 | 2.2028 | 2.2028 | 2.2028 | 2.2028 | 2.2028 | 2.2028 | 2.2028 | 2.2028 | 2.2028 | 2.2028 | 2.2028 | 2.2028 | 2.2028 | 2.2028 | 2.2028 | 2.2028 | 2.2028 | 2.2028 | 2.2028 | 2.2028 | 2.2028 | 2.2028 | 2.2028 | 2.2028 | 2.2028 | 2.2028 | 2.2028 | 2.2028 | 2.2028 | 2.2028 | 2.2028 | 2.2028

## CapacityFactor
SCENARIO | REGION | TECHNOLOGY | TIMESLICE | UNITS | NOTES | 2017 | 2018 | 2019 | 2020 | 2021 | 2022 | 2023 | 2024 | 2025 | 2026 | 2027 | 2028 | 2029 | 2030 | 2031 | 2032 | 2033 | 2034 | 2035 | 2036 | 2037 | 2038 | 2039 | 2040 | 2041 | 2042 | 2043 | 2044 | 2045 | 2046 | 2047 | 2048 | 2049 | 2050 | 2051 | 2052 | 2053 | 2054 | 2055 | 2056 | 2057 | 2058 | 2059 | 2060 | 2061 | 2062 | 2063 | 2064 | 2065 | 2066 | 2067 | 2068 | 2069 | 2070
Reference | 20_USA | POW_Coal_PP | WW0004 | bar: 2017 to 2070
Reference | 20_USA | POW_Coal_PP | WW0408 | bar: 2017 to 2070
Reference | 20_USA | POW_Coal_PP | WW0812 | bar: 2017 to 2070
Reference | 20_USA | POW_Coal_PP | WW1216 | bar: 2017 to 2070
Reference | 20_USA | POW_Coal_PP | WW1620 | bar: 2017 to 2070
Reference | 20_USA | POW_Coal_PP | WW2024 | bar: 2017 to 2070
Reference | 20_USA | POW_Coal_PP | WH0004 | bar: 2017 to 2070
Reference | 20_USA | POW_Coal_PP | WH0408 | bar: 2017 to 2070
Reference | 20_USA | POW_Coal_PP | WH0812 | bar: 2017 to 2070
Reference | 20_USA | POW_Coal_PP | WH1216 | bar: 2017 to 2070
Reference | 20_USA | POW_Coal_PP | WH1620 | bar: 2017 to 2070
Reference | 20_USA | POW_Coal_PP | WH2024 | bar: 2017 to 2070
Reference | 20_USA | POW_Coal_PP | IW0004 | bar: 2017 to 2070
Reference | 20_USA | POW_Coal_PP | IW0408 | bar: 2017 to 2070
Reference | 20_USA | POW_Coal_PP | IW0812 | bar: 2017 to 2070
Reference | 20_USA | POW_Coal_PP | IW1216 | bar: 2017 to 2070
Reference | 20_USA | POW_Coal_PP | IW1620 | bar: 2017 to 2070
Reference | 20_USA | POW_Coal_PP | IW2024 | bar: 2017 to 2070
Reference | 20_USA | POW_Coal_PP | IH0004 | bar: 2017 to 2070
Reference | 20_USA | POW_Coal_PP | IH0408 | bar: 2017 to 2070
Reference | 20_USA | POW_Coal_PP | IH0812 | bar: 2017 to 2070
Reference | 20_USA | POW_Coal_PP | IH1216 | bar: 2017 to 2070
Reference | 20_USA | POW_Coal_PP | IH1620 | bar: 2017 to 2070
Reference | 20_USA | POW_Coal_PP | IH2024 | bar: 2017 to 2070
Reference | 20_USA | POW_Coal_PP | SW0004 | bar: 2017 to 2070
Reference | 20_USA | POW_Coal_PP | SW0408 | bar: 2017 to 2070
Reference | 20_USA | POW_Coal_PP | SW0812 | bar: 2017 to 2070
Reference | 20_USA | POW_Coal_PP | SW1216 | bar: 2017 to 2070
Reference | 20_USA | POW_Coal_PP | SW1620 | bar: 2017 to 2070
Reference | 20_USA | POW_Coal_PP | SW2024 | bar: 2017 to 2070
Reference | 20_USA | POW_Coal_PP | SH0004 | bar: 2017 to 2070
Reference | 20_USA | POW_Coal_PP | SH0408 | bar: 2017 to 2070
Reference | 20_USA | POW_Coal_PP | SH0812 | bar: 2017 to 2070
Reference | 20_USA | POW_Coal_PP | SH1216 | bar: 2017 to 2070
Reference | 20_USA | POW_Coal_PP | SH1620 | bar: 2017 to 2070
Reference | 20_USA | POW_Coal_PP | SH2024 | bar: 2017 to 2070
Reference | 20_USA | POW_Oil_PP | WW0004 |  |  | 0.082063 | 0.11142 | 0.11311 | 0.11048 | 0.13699 | 0.13699 | 0.13699 | 0.13699 | 0.13699 | 0.13699 | 0.13699 | 0.13699 | 0.13699 | 0.13699 | 0.13699 | 0.13699 | 0.13699 | 0.13699 | 0.13699 | 0.13699 | 0.13699 | 0.13699 | 0.13699 | 0.13699 | 0.13699 | 0.13699 | 0.13699 | 0.13699 | 0.13699 | 0.13699 | 0.13699 | 0.13699 | 0.13699 | 0.13699 | 0.13699 | 0.13699 | 0.13699 | 0.13699 | 0.13699 | 0.13699 | 0.13699 | 0.13699 | 0.13699 | 0.13699 | 0.13699 | 0.13699 | 0.13699 | 0.13699 | 0.13699 | 0.13699 | 0.13699 | 0.13699 | 0.13699 | 0.13699
Reference | 20_USA | POW_Oil_PP | WW0408 |  |  | 0.082063 | 0.11142 | 0.11311 | 0.11048 | 0.13699 | 0.13699 | 0.13699 | 0.13699 | 0.13699 | 0.13699 | 0.13699 | 0.13699 | 0.13699 | 0.13699 | 0.13699 | 0.13699 | 0.13699 | 0.13699 | 0.13699 | 0.13699 | 0.13699 | 0.13699 | 0.13699 | 0.13699 | 0.13699 | 0.13699 | 0.13699 | 0.13699 | 0.13699 | 0.13699 | 0.13699 | 0.13699 | 0.13699 | 0.13699 | 0.13699 | 0.13699 | 0.13699 | 0.13699 | 0.13699 | 0.13699 | 0.13699 | 0.13699 | 0.13699 | 0.13699 | 0.13699 | 0.13699 | 0.13699 | 0.13699 | 0.13699 | 0.13699 | 0.13699 | 0.13699 | 0.13699 | 0.13699
Reference | 20_USA | POW_Oil_PP | WW0812 |  |  | 0.082063 | 0.11142 | 0.11311 | 0.11048 | 0.13699 | 0.13699 | 0.13699 | 0.13699 | 0.13699 | 0.13699 | 0.13699 | 0.13699 | 0.13699 | 0.13699 | 0.13699 | 0.13699 | 0.13699 | 0.13699 | 0.13699 | 0.13699 | 0.13699 | 0.13699 | 0.13699 | 0.13699 | 0.13699 | 0.13699 | 0.13699 | 0.13699 | 0.13699 | 0.13699 | 0.13699 | 0.13699 | 0.13699 | 0.13699 | 0.13699 | 0.13699 | 0.13699 | 0.13699 | 0.13699 | 0.13699 | 0.13699 | 0.13699 | 0.13699 | 0.13699 | 0.13699 | 0.13699 | 0.13699 | 0.13699 | 0.13699 | 0.13699 | 0.13699 | 0.13699 | 0.13699 | 0.13699
Reference | 20_USA | POW_Oil_PP | WW1216 |  |  | 0.082063 | 0.11142 | 0.11311 | 0.11048 | 0.13699 | 0.13699 | 0.13699 | 0.13699 | 0.13699 | 0.13699 | 0.13699 | 0.13699 | 0.13699 | 0.13699 | 0.13699 | 0.13699 | 0.13699 | 0.13699 | 0.13699 | 0.13699 | 0.13699 | 0.13699 | 0.13699 | 0.13699 | 0.13699 | 0.13699 | 0.13699 | 0.13699 | 0.13699 | 0.13699 | 0.13699 | 0.13699 | 0.13699 | 0.13699 | 0.13699 | 0.13699 | 0.13699 | 0.13699 | 0.13699 | 0.13699 | 0.13699 | 0.13699 | 0.13699 | 0.13699 | 0.13699 | 0.13699 | 0.13699 | 0.13699 | 0.13699 | 0.13699 | 0.13699 | 0.13699 | 0.13699 | 0.13699
Reference | 20_USA | POW_Oil_PP | WW1620 |  |  | 0.082063 | 0.11142 | 0.11311 | 0.11048 | 0.13699 | 0.13699 | 0.13699 | 0.13699 | 0.13699 | 0.13699 | 0.13699 | 0.13699 | 0.13699 | 0.13699 | 0.13699 | 0.13699 | 0.13699 | 0.13699 | 0.13699 | 0.13699 | 0.13699 | 0.13699 | 0.13699 | 0.13699 | 0.13699 | 0.13699 | 0.13699 | 0.13699 | 0.13699 | 0.13699 | 0.13699 | 0.13699 | 0.13699 | 0.13699 | 0.13699 | 0.13699 | 0.13699 | 0.13699 | 0.13699 | 0.13699 | 0.13699 | 0.13699 | 0.13699 | 0.13699 | 0.13699 | 0.13699 | 0.13699 | 0.13699 | 0.13699 | 0.13699 | 0.13699 | 0.13699 | 0.13699 | 0.13699
Reference | 20_USA | POW_Oil_PP | WW2024 |  |  | 0.082063 | 0.11142 | 0.11311 | 0.11048 | 0.13699 | 0.13699 | 0.13699 | 0.13699 | 0.13699 | 0.13699 | 0.13699 | 0.13699 | 0.13699 | 0.13699 | 0.13699 | 0.13699 | 0.13699 | 0.13699 | 0.13699 | 0.13699 | 0.13699 | 0.13699 | 0.13699 | 0.13699 | 0.13699 | 0.13699 | 0.13699 | 0.13699 | 0.13699 | 0.13699 | 0.13699 | 0.13699 | 0.13699 | 0.13699 | 0.13699 | 0.13699 | 0.13699 | 0.13699 | 0.13699 | 0.13699 | 0.13699 | 0.13699 | 0.13699 | 0.13699 | 0.13699 | 0.13699 | 0.13699 | 0.13699 | 0.13699 | 0.13699 | 0.13699 | 0.13699 | 0.13699 | 0.13699
Reference | 20_USA | POW_Oil_PP | WH0004 |  |  | 0.082063 | 0.11142 | 0.11311 | 0.11048 | 0.13699 | 0.13699 | 0.13699 | 0.13699 | 0.13699 | 0.13699 | 0.13699 | 0.13699 | 0.13699 | 0.13699 | 0.13699 | 0.13699 | 0.13699 | 0.13699 | 0.13699 | 0.13699 | 0.13699 | 0.13699 | 0.13699 | 0.13699 | 0.13699 | 0.13699 | 0.13699 | 0.13699 | 0.13699 | 0.13699 | 0.13699 | 0.13699 | 0.13699 | 0.13699 | 0.13699 | 0.13699 | 0.13699 | 0.13699 | 0.13699 | 0.13699 | 0.13699 | 0.13699 | 0.13699 | 0.13699 | 0.13699 | 0.13699 | 0.13699 | 0.13699 | 0.13699 | 0.13699 | 0.13699 | 0.13699 | 0.13699 | 0.13699
Reference | 20_USA | POW_Oil_PP | WH0408 |  |  | 0.082063 | 0.11142 | 0.11311 | 0.11048 | 0.13699 | 0.13699 | 0.13699 | 0.13699 | 0.13699 | 0.13699 | 0.13699 | 0.13699 | 0.13699 | 0.13699 | 0.13699 | 0.13699 | 0.13699 | 0.13699 | 0.13699 | 0.13699 | 0.13699 | 0.13699 | 0.13699 | 0.13699 | 0.13699 | 0.13699 | 0.13699 | 0.13699 | 0.13699 | 0.13699 | 0.13699 | 0.13699 | 0.13699 | 0.13699 | 0.13699 | 0.13699 | 0.13699 | 0.13699 | 0.13699 | 0.13699 | 0.13699 | 0.13699 | 0.13699 | 0.13699 | 0.13699 | 0.13699 | 0.13699 | 0.13699 | 0.13699 | 0.13699 | 0.13699 | 0.13699 | 0.13699 | 0.13699
Reference | 20_USA | POW_Oil_PP | WH0812 |  |  | 0.082063 | 0.11142 | 0.11311 | 0.11048 | 0.13699 | 0.13699 | 0.13699 | 0.13699 | 0.13699 | 0.13699 | 0.13699 | 0.13699 | 0.13699 | 0.13699 | 0.13699 | 0.13699 | 0.13699 | 0.13699 | 0.13699 | 0.13699 | 0.13699 | 0.13699 | 0.13699 | 0.13699 | 0.13699 | 0.13699 | 0.13699 | 0.13699 | 0.13699 | 0.13699 | 0.13699 | 0.13699 | 0.13699 | 0.13699 | 0.13699 | 0.13699 | 0.13699 | 0.13699 | 0.13699 | 0.13699 | 0.13699 | 0.13699 | 0.13699 | 0.13699 | 0.13699 | 0.13699 | 0.13699 | 0.13699 | 0.13699 | 0.13699 | 0.13699 | 0.13699 | 0.13699 | 0.13699
Reference | 20_USA | POW_Oil_PP | WH1216 |  |  | 0.082063 | 0.11142 | 0.11311 | 0.11048 | 0.13699 | 0.13699 | 0.13699 | 0.13699 | 0.13699 | 0.13699 | 0.13699 | 0.13699 | 0.13699 | 0.13699 | 0.13699 | 0.13699 | 0.13699 | 0.13699 | 0.13699 | 0.13699 | 0.13699 | 0.13699 | 0.13699 | 0.13699 | 0.13699 | 0.13699 | 0.13699 | 0.13699 | 0.13699 | 0.13699 | 0.13699 | 0.13699 | 0.13699 | 0.13699 | 0.13699 | 0.13699 | 0.13699 | 0.13699 | 0.13699 | 0.13699 | 0.13699 | 0.13699 | 0.13699 | 0.13699 | 0.13699 | 0.13699 | 0.13699 | 0.13699 | 0.13699 | 0.13699 | 0.13699 | 0.13699 | 0.13699 | 0.13699
Reference | 20_USA | POW_Oil_PP | WH1620 |  |  | 0.082063 | 0.11142 | 0.11311 | 0.11048 | 0.13699 | 0.13699 | 0.13699 | 0.13699 | 0.13699 | 0.13699 | 0.13699 | 0.13699 | 0.13699 | 0.13699 | 0.13699 | 0.13699 | 0.13699 | 0.13699 | 0.13699 | 0.13699 | 0.13699 | 0.13699 | 0.13699 | 0.13699 | 0.13699 | 0.13699 | 0.13699 | 0.13699 | 0.13699 | 0.13699 | 0.13699 | 0.13699 | 0.13699 | 0.13699 | 0.13699 | 0.13699 | 0.13699 | 0.13699 | 0.13699 | 0.13699 | 0.13699 | 0.13699 | 0.13699 | 0.13699 | 0.13699 | 0.13699 | 0.13699 | 0.13699 | 0.13699 | 0.13699 | 0.13699 | 0.13699 | 0.13699 | 0.13699
Reference | 20_USA | POW_Oil_PP | WH2024 |  |  | 0.082063 | 0.11142 | 0.11311 | 0.11048 | 0.13699 | 0.13699 | 0.13699 | 0.13699 | 0.13699 | 0.13699 | 0.13699 | 0.13699 | 0.13699 | 0.13699 | 0.13699 | 0.13699 | 0.13699 | 0.13699 | 0.13699 | 0.13699 | 0.13699 | 0.13699 | 0.13699 | 0.13699 | 0.13699 | 0.13699 | 0.13699 | 0.13699 | 0.13699 | 0.13699 | 0.13699 | 0.13699 | 0.13699 | 0.13699 | 0.13699 | 0.13699 | 0.13699 | 0.13699 | 0.13699 | 0.13699 | 0.13699 | 0.13699 | 0.13699 | 0.13699 | 0.13699 | 0.13699 | 0.13699 | 0.13699 | 0.13699 | 0.13699 | 0.13699 | 0.13699 | 0.13699 | 0.13699
Reference | 20_USA | POW_Oil_PP | IW0004 |  |  | 0.082063 | 0.11142 | 0.11311 | 0.11048 | 0.13699 | 0.13699 | 0.13699 | 0.13699 | 0.13699 | 0.13699 | 0.13699 | 0.13699 | 0.13699 | 0.13699 | 0.13699 | 0.13699 | 0.13699 | 0.13699 | 0.13699 | 0.13699 | 0.13699 | 0.13699 | 0.13699 | 0.13699 | 0.13699 | 0.13699 | 0.13699 | 0.13699 | 0.13699 | 0.13699 | 0.13699 | 0.13699 | 0.13699 | 0.13699 | 0.13699 | 0.13699 | 0.13699 | 0.13699 | 0.13699 | 0.13699 | 0.13699 | 0.13699 | 0.13699 | 0.13699 | 0.13699 | 0.13699 | 0.13699 | 0.13699 | 0.13699 | 0.13699 | 0.13699 | 0.13699 | 0.13699 | 0.13699
Reference | 20_USA | POW_Oil_PP | IW0408 |  |  | 0.082063 | 0.11142 | 0.11311 | 0.11048 | 0.13699 | 0.13699 | 0.13699 | 0.13699 | 0.13699 | 0.13699 | 0.13699 | 0.13699 | 0.13699 | 0.13699 | 0.13699 | 0.13699 | 0.13699 | 0.13699 | 0.13699 | 0.13699 | 0.13699 | 0.13699 | 0.13699 | 0.13699 | 0.13699 | 0.13699 | 0.13699 | 0.13699 | 0.13699 | 0.13699 | 0.13699 | 0.13699 | 0.13699 | 0.13699 | 0.13699 | 0.13699 | 0.13699 | 0.13699 | 0.13699 | 0.13699 | 0.13699 | 0.13699 | 0.13699 | 0.13699 | 0.13699 | 0.13699 | 0.13699 | 0.13699 | 0.13699 | 0.13699 | 0.13699 | 0.13699 | 0.13699 | 0.13699
Reference | 20_USA | POW_Oil_PP | IW0812 |  |  | 0.082063 | 0.11142 | 0.11311 | 0.11048 | 0.13699 | 0.13699 | 0.13699 | 0.13699 | 0.13699 | 0.13699 | 0.13699 | 0.13699 | 0.13699 | 0.13699 | 0.13699 | 0.13699 | 0.13699 | 0.13699 | 0.13699 | 0.13699 | 0.13699 | 0.13699 | 0.13699 | 0.13699 | 0.13699 | 0.13699 | 0.13699 | 0.13699 | 0.13699 | 0.13699 | 0.13699 | 0.13699 | 0.13699 | 0.13699 | 0.13699 | 0.13699 | 0.13699 | 0.13699 | 0.13699 | 0.13699 | 0.13699 | 0.13699 | 0.13699 | 0.13699 | 0.13699 | 0.13699 | 0.13699 | 0.13699 | 0.13699 | 0.13699 | 0.13699 | 0.13699 | 0.13699 | 0.13699
Reference | 20_USA | POW_Oil_PP | IW1216 |  |  | 0.082063 | 0.11142 | 0.11311 | 0.11048 | 0.13699 | 0.13699 | 0.13699 | 0.13699 | 0.13699 | 0.13699 | 0.13699 | 0.13699 | 0.13699 | 0.13699 | 0.13699 | 0.13699 | 0.13699 | 0.13699 | 0.13699 | 0.13699 | 0.13699 | 0.13699 | 0.13699 | 0.13699 | 0.13699 | 0.13699 | 0.13699 | 0.13699 | 0.13699 | 0.13699 | 0.13699 | 0.13699 | 0.13699 | 0.13699 | 0.13699 | 0.13699 | 0.13699 | 0.13699 | 0.13699 | 0.13699 | 0.13699 | 0.13699 | 0.13699 | 0.13699 | 0.13699 | 0.13699 | 0.13699 | 0.13699 | 0.13699 | 0.13699 | 0.13699 | 0.13699 | 0.13699 | 0.13699
Reference | 20_USA | POW_Oil_PP | IW1620 |  |  | 0.082063 | 0.11142 | 0.11311 | 0.11048 | 0.13699 | 0.13699 | 0.13699 | 0.13699 | 0.13699 | 0.13699 | 0.13699 | 0.13699 | 0.13699 | 0.13699 | 0.13699 | 0.13699 | 0.13699 | 0.13699 | 0.13699 | 0.13699 | 0.13699 | 0.13699 | 0.13699 | 0.13699 | 0.13699 | 0.13699 | 0.13699 | 0.13699 | 0.13699 | 0.13699 | 0.13699 | 0.13699 | 0.13699 | 0.13699 | 0.13699 | 0.13699 | 0.13699 | 0.13699 | 0.13699 | 0.13699 | 0.13699 | 0.13699 | 0.13699 | 0.13699 | 0.13699 | 0.13699 | 0.13699 | 0.13699 | 0.13699 | 0.13699 | 0.13699 | 0.13699 | 0.13699 | 0.13699
Reference | 20_USA | POW_Oil_PP | IW2024 |  |  | 0.082063 | 0.11142 | 0.11311 | 0.11048 | 0.13699 | 0.13699 | 0.13699 | 0.13699 | 0.13699 | 0.13699 | 0.13699 | 0.13699 | 0.13699 | 0.13699 | 0.13699 | 0.13699 | 0.13699 | 0.13699 | 0.13699 | 0.13699 | 0.13699 | 0.13699 | 0.13699 | 0.13699 | 0.13699 | 0.13699 | 0.13699 | 0.13699 | 0.13699 | 0.13699 | 0.13699 | 0.13699 | 0.13699 | 0.13699 | 0.13699 | 0.13699 | 0.13699 | 0.13699 | 0.13699 | 0.13699 | 0.13699 | 0.13699 | 0.13699 | 0.13699 | 0.13699 | 0.13699 | 0.13699 | 0.13699 | 0.13699 | 0.13699 | 0.13699 | 0.13699 | 0.13699 | 0.13699
Reference | 20_USA | POW_Oil_PP | IH0004 |  |  | 0.082063 | 0.11142 | 0.11311 | 0.11048 | 0.13699 | 0.13699 | 0.13699 | 0.13699 | 0.13699 | 0.13699 | 0.13699 | 0.13699 | 0.13699 | 0.13699 | 0.13699 | 0.13699 | 0.13699 | 0.13699 | 0.13699 | 0.13699 | 0.13699 | 0.13699 | 0.13699 | 0.13699 | 0.13699 | 0.13699 | 0.13699 | 0.13699 | 0.13699 | 0.13699 | 0.13699 | 0.13699 | 0.13699 | 0.13699 | 0.13699 | 0.13699 | 0.13699 | 0.13699 | 0.13699 | 0.13699 | 0.13699 | 0.13699 | 0.13699 | 0.13699 | 0.13699 | 0.13699 | 0.13699 | 0.13699 | 0.13699 | 0.13699 | 0.13699 | 0.13699 | 0.13699 | 0.13699
Reference | 20_USA | POW_Oil_PP | IH0408 |  |  | 0.082063 | 0.11142 | 0.11311 | 0.11048 | 0.13699 | 0.13699 | 0.13699 | 0.13699 | 0.13699 | 0.13699 | 0.13699 | 0.13699 | 0.13699 | 0.13699 | 0.13699 | 0.13699 | 0.13699 | 0.13699 | 0.13699 | 0.13699 | 0.13699 | 0.13699 | 0.13699 | 0.13699 | 0.13699 | 0.13699 | 0.13699 | 0.13699 | 0.13699 | 0.13699 | 0.13699 | 0.13699 | 0.13699 | 0.13699 | 0.13699 | 0.13699 | 0.13699 | 0.13699 | 0.13699 | 0.13699 | 0.13699 | 0.13699 | 0.13699 | 0.13699 | 0.13699 | 0.13699 | 0.13699 | 0.13699 | 0.13699 | 0.13699 | 0.13699 | 0.13699 | 0.13699 | 0.13699
Reference | 20_USA | POW_Oil_PP | IH0812 |  |  | 0.082063 | 0.11142 | 0.11311 | 0.11048 | 0.13699 | 0.13699 | 0.13699 | 0.13699 | 0.13699 | 0.13699 | 0.13699 | 0.13699 | 0.13699 | 0.13699 | 0.13699 | 0.13699 | 0.13699 | 0.13699 | 0.13699 | 0.13699 | 0.13699 | 0.13699 | 0.13699 | 0.13699 | 0.13699 | 0.13699 | 0.13699 | 0.13699 | 0.13699 | 0.13699 | 0.13699 | 0.13699 | 0.13699 | 0.13699 | 0.13699 | 0.13699 | 0.13699 | 0.13699 | 0.13699 | 0.13699 | 0.13699 | 0.13699 | 0.13699 | 0.13699 | 0.13699 | 0.13699 | 0.13699 | 0.13699 | 0.13699 | 0.13699 | 0.13699 | 0.13699 | 0.13699 | 0.13699
Reference | 20_USA | POW_Oil_PP | IH1216 |  |  | 0.082063 | 0.11142 | 0.11311 | 0.11048 | 0.13699 | 0.13699 | 0.13699 | 0.13699 | 0.13699 | 0.13699 | 0.13699 | 0.13699 | 0.13699 | 0.13699 | 0.13699 | 0.13699 | 0.13699 | 0.13699 | 0.13699 | 0.13699 | 0.13699 | 0.13699 | 0.13699 | 0.13699 | 0.13699 | 0.13699 | 0.13699 | 0.13699 | 0.13699 | 0.13699 | 0.13699 | 0.13699 | 0.13699 | 0.13699 | 0.13699 | 0.13699 | 0.13699 | 0.13699 | 0.13699 | 0.13699 | 0.13699 | 0.13699 | 0.13699 | 0.13699 | 0.13699 | 0.13699 | 0.13699 | 0.13699 | 0.13699 | 0.13699 | 0.13699 | 0.13699 | 0.13699 | 0.13699
Reference | 20_USA | POW_Oil_PP | IH1620 |  |  | 0.082063 | 0.11142 | 0.11311 | 0.11048 | 0.13699 | 0.13699 | 0.13699 | 0.13699 | 0.13699 | 0.13699 | 0.13699 | 0.13699 | 0.13699 | 0.13699 | 0.13699 | 0.13699 | 0.13699 | 0.13699 | 0.13699 | 0.13699 | 0.13699 | 0.13699 | 0.13699 | 0.13699 | 0.13699 | 0.13699 | 0.13699 | 0.13699 | 0.13699 | 0.13699 | 0.13699 | 0.13699 | 0.13699 | 0.13699 | 0.13699 | 0.13699 | 0.13699 | 0.13699 | 0.13699 | 0.13699 | 0.13699 | 0.13699 | 0.13699 | 0.13699 | 0.13699 | 0.13699 | 0.13699 | 0.13699 | 0.13699 | 0.13699 | 0.13699 | 0.13699 | 0.13699 | 0.13699
Reference | 20_USA | POW_Oil_PP | IH2024 |  |  | 0.082063 | 0.11142 | 0.11311 | 0.11048 | 0.13699 | 0.13699 | 0.13699 | 0.13699 | 0.13699 | 0.13699 | 0.13699 | 0.13699 | 0.13699 | 0.13699 | 0.13699 | 0.13699 | 0.13699 | 0.13699 | 0.13699 | 0.13699 | 0.13699 | 0.13699 | 0.13699 | 0.13699 | 0.13699 | 0.13699 | 0.13699 | 0.13699 | 0.13699 | 0.13699 | 0.13699 | 0.13699 | 0.13699 | 0.13699 | 0.13699 | 0.13699 | 0.13699 | 0.13699 | 0.13699 | 0.13699 | 0.13699 | 0.13699 | 0.13699 | 0.13699 | 0.13699 | 0.13699 | 0.13699 | 0.13699 | 0.13699 | 0.13699 | 0.13699 | 0.13699 | 0.13699 | 0.13699
Reference | 20_USA | POW_Oil_PP | SW0004 |  |  | 0.082063 | 0.11142 | 0.11311 | 0.11048 | 0.13699 | 0.13699 | 0.13699 | 0.13699 | 0.13699 | 0.13699 | 0.13699 | 0.13699 | 0.13699 | 0.13699 | 0.13699 | 0.13699 | 0.13699 | 0.13699 | 0.13699 | 0.13699 | 0.13699 | 0.13699 | 0.13699 | 0.13699 | 0.13699 | 0.13699 | 0.13699 | 0.13699 | 0.13699 | 0.13699 | 0.13699 | 0.13699 | 0.13699 | 0.13699 | 0.13699 | 0.13699 | 0.13699 | 0.13699 | 0.13699 | 0.13699 | 0.13699 | 0.13699 | 0.13699 | 0.13699 | 0.13699 | 0.13699 | 0.13699 | 0.13699 | 0.13699 | 0.13699 | 0.13699 | 0.13699 | 0.13699 | 0.13699
Reference | 20_USA | POW_Oil_PP | SW0408 |  |  | 0.082063 | 0.11142 | 0.11311 | 0.11048 | 0.13699 | 0.13699 | 0.13699 | 0.13699 | 0.13699 | 0.13699 | 0.13699 | 0.13699 | 0.13699 | 0.13699 | 0.13699 | 0.13699 | 0.13699 | 0.13699 | 0.13699 | 0.13699 | 0.13699 | 0.13699 | 0.13699 | 0.13699 | 0.13699 | 0.13699 | 0.13699 | 0.13699 | 0.13699 | 0.13699 | 0.13699 | 0.13699 | 0.13699 | 0.13699 | 0.13699 | 0.13699 | 0.13699 | 0.13699 | 0.13699 | 0.13699 | 0.13699 | 0.13699 | 0.13699 | 0.13699 | 0.13699 | 0.13699 | 0.13699 | 0.13699 | 0.13699 | 0.13699 | 0.13699 | 0.13699 | 0.13699 | 0.13699
Reference | 20_USA | POW_Oil_PP | SW0812 |  |  | 0.082063 | 0.11142 | 0.11311 | 0.11048 | 0.13699 | 0.13699 | 0.13699 | 0.13699 | 0.13699 | 0.13699 | 0.13699 | 0.13699 | 0.13699 | 0.13699 | 0.13699 | 0.13699 | 0.13699 | 0.13699 | 0.13699 | 0.13699 | 0.13699 | 0.13699 | 0.13699 | 0.13699 | 0.13699 | 0.13699 | 0.13699 | 0.13699 | 0.13699 | 0.13699 | 0.13699 | 0.13699 | 0.13699 | 0.13699 | 0.13699 | 0.13699 | 0.13699 | 0.13699 | 0.13699 | 0.13699 | 0.13699 | 0.13699 | 0.13699 | 0.13699 | 0.13699 | 0.13699 | 0.13699 | 0.13699 | 0.13699 | 0.13699 | 0.13699 | 0.13699 | 0.13699 | 0.13699
Reference | 20_USA | POW_Oil_PP | SW1216 |  |  | 0.082063 | 0.11142 | 0.11311 | 0.11048 | 0.13699 | 0.13699 | 0.13699 | 0.13699 | 0.13699 | 0.13699 | 0.13699 | 0.13699 | 0.13699 | 0.13699 | 0.13699 | 0.13699 | 0.13699 | 0.13699 | 0.13699 | 0.13699 | 0.13699 | 0.13699 | 0.13699 | 0.13699 | 0.13699 | 0.13699 | 0.13699 | 0.13699 | 0.13699 | 0.13699 | 0.13699 | 0.13699 | 0.13699 | 0.13699 | 0.13699 | 0.13699 | 0.13699 | 0.13699 | 0.13699 | 0.13699 | 0.13699 | 0.13699 | 0.13699 | 0.13699 | 0.13699 | 0.13699 | 0.13699 | 0.13699 | 0.13699 | 0.13699 | 0.13699 | 0.13699 | 0.13699 | 0.13699
Reference | 20_USA | POW_Oil_PP | SW1620 |  |  | 0.082063 | 0.11142 | 0.11311 | 0.11048 | 0.13699 | 0.13699 | 0.13699 | 0.13699 | 0.13699 | 0.13699 | 0.13699 | 0.13699 | 0.13699 | 0.13699 | 0.13699 | 0.13699 | 0.13699 | 0.13699 | 0.13699 | 0.13699 | 0.13699 | 0.13699 | 0.13699 | 0.13699 | 0.13699 | 0.13699 | 0.13699 | 0.13699 | 0.13699 | 0.13699 | 0.13699 | 0.13699 | 0.13699 | 0.13699 | 0.13699 | 0.13699 | 0.13699 | 0.13699 | 0.13699 | 0.13699 | 0.13699 | 0.13699 | 0.13699 | 0.13699 | 0.13699 | 0.13699 | 0.13699 | 0.13699 | 0.13699 | 0.13699 | 0.13699 | 0.13699 | 0.13699 | 0.13699
Reference | 20_USA | POW_Oil_PP | SW2024 |  |  | 0.082063 | 0.11142 | 0.11311 | 0.11048 | 0.13699 | 0.13699 | 0.13699 | 0.13699 | 0.13699 | 0.13699 | 0.13699 | 0.13699 | 0.13699 | 0.13699 | 0.13699 | 0.13699 | 0.13699 | 0.13699 | 0.13699 | 0.13699 | 0.13699 | 0.13699 | 0.13699 | 0.13699 | 0.13699 | 0.13699 | 0.13699 | 0.13699 | 0.13699 | 0.13699 | 0.13699 | 0.13699 | 0.13699 | 0.13699 | 0.13699 | 0.13699 | 0.13699 | 0.13699 | 0.13699 | 0.13699 | 0.13699 | 0.13699 | 0.13699 | 0.13699 | 0.13699 | 0.13699 | 0.13699 | 0.13699 | 0.13699 | 0.13699 | 0.13699 | 0.13699 | 0.13699 | 0.13699
Reference | 20_USA | POW_Oil_PP | SH0004 |  |  | 0.082063 | 0.11142 | 0.11311 | 0.11048 | 0.13699 | 0.13699 | 0.13699 | 0.13699 | 0.13699 | 0.13699 | 0.13699 | 0.13699 | 0.13699 | 0.13699 | 0.13699 | 0.13699 | 0.13699 | 0.13699 | 0.13699 | 0.13699 | 0.13699 | 0.13699 | 0.13699 | 0.13699 | 0.13699 | 0.13699 | 0.13699 | 0.13699 | 0.13699 | 0.13699 | 0.13699 | 0.13699 | 0.13699 | 0.13699 | 0.13699 | 0.13699 | 0.13699 | 0.13699 | 0.13699 | 0.13699 | 0.13699 | 0.13699 | 0.13699 | 0.13699 | 0.13699 | 0.13699 | 0.13699 | 0.13699 | 0.13699 | 0.13699 | 0.13699 | 0.13699 | 0.13699 | 0.13699
Reference | 20_USA | POW_Oil_PP | SH0408 |  |  | 0.082063 | 0.11142 | 0.11311 | 0.11048 | 0.13699 | 0.13699 | 0.13699 | 0.13699 | 0.13699 | 0.13699 | 0.13699 | 0.13699 | 0.13699 | 0.13699 | 0.13699 | 0.13699 | 0.13699 | 0.13699 | 0.13699 | 0.13699 | 0.13699 | 0.13699 | 0.13699 | 0.13699 | 0.13699 | 0.13699 | 0.13699 | 0.13699 | 0.13699 | 0.13699 | 0.13699 | 0.13699 | 0.13699 | 0.13699 | 0.13699 | 0.13699 | 0.13699 | 0.13699 | 0.13699 | 0.13699 | 0.13699 | 0.13699 | 0.13699 | 0.13699 | 0.13699 | 0.13699 | 0.13699 | 0.13699 | 0.13699 | 0.13699 | 0.13699 | 0.13699 | 0.13699 | 0.13699
Reference | 20_USA | POW_Oil_PP | SH0812 |  |  | 0.082063 | 0.11142 | 0.11311 | 0.11048 | 0.13699 | 0.13699 | 0.13699 | 0.13699 | 0.13699 | 0.13699 | 0.13699 | 0.13699 | 0.13699 | 0.13699 | 0.13699 | 0.13699 | 0.13699 | 0.13699 | 0.13699 | 0.13699 | 0.13699 | 0.13699 | 0.13699 | 0.13699 | 0.13699 | 0.13699 | 0.13699 | 0.13699 | 0.13699 | 0.13699 | 0.13699 | 0.13699 | 0.13699 | 0.13699 | 0.13699 | 0.13699 | 0.13699 | 0.13699 | 0.13699 | 0.13699 | 0.13699 | 0.13699 | 0.13699 | 0.13699 | 0.13699 | 0.13699 | 0.13699 | 0.13699 | 0.13699 | 0.13699 | 0.13699 | 0.13699 | 0.13699 | 0.13699
Reference | 20_USA | POW_Oil_PP | SH1216 |  |  | 0.082063 | 0.11142 | 0.11311 | 0.11048 | 0.13699 | 0.13699 | 0.13699 | 0.13699 | 0.13699 | 0.13699 | 0.13699 | 0.13699 | 0.13699 | 0.13699 | 0.13699 | 0.13699 | 0.13699 | 0.13699 | 0.13699 | 0.13699 | 0.13699 | 0.13699 | 0.13699 | 0.13699 | 0.13699 | 0.13699 | 0.13699 | 0.13699 | 0.13699 | 0.13699 | 0.13699 | 0.13699 | 0.13699 | 0.13699 | 0.13699 | 0.13699 | 0.13699 | 0.13699 | 0.13699 | 0.13699 | 0.13699 | 0.13699 | 0.13699 | 0.13699 | 0.13699 | 0.13699 | 0.13699 | 0.13699 | 0.13699 | 0.13699 | 0.13699 | 0.13699 | 0.13699 | 0.13699
Reference | 20_USA | POW_Oil_PP | SH1620 |  |  | 0.082063 | 0.11142 | 0.11311 | 0.11048 | 0.13699 | 0.13699 | 0.13699 | 0.13699 | 0.13699 | 0.13699 | 0.13699 | 0.13699 | 0.13699 | 0.13699 | 0.13699 | 0.13699 | 0.13699 | 0.13699 | 0.13699 | 0.13699 | 0.13699 | 0.13699 | 0.13699 | 0.13699 | 0.13699 | 0.13699 | 0.13699 | 0.13699 | 0.13699 | 0.13699 | 0.13699 | 0.13699 | 0.13699 | 0.13699 | 0.13699 | 0.13699 | 0.13699 | 0.13699 | 0.13699 | 0.13699 | 0.13699 | 0.13699 | 0.13699 | 0.13699 | 0.13699 | 0.13699 | 0.13699 | 0.13699 | 0.13699 | 0.13699 | 0.13699 | 0.13699 | 0.13699 | 0.13699
Reference | 20_USA | POW_Oil_PP | SH2024 |  |  | 0.082063 | 0.11142 | 0.11311 | 0.11048 | 0.13699 | 0.13699 | 0.13699 | 0.13699 | 0.13699 | 0.13699 | 0.13699 | 0.13699 | 0.13699 | 0.13699 | 0.13699 | 0.13699 | 0.13699 | 0.13699 | 0.13699 | 0.13699 | 0.13699 | 0.13699 | 0.13699 | 0.13699 | 0.13699 | 0.13699 | 0.13699 | 0.13699 | 0.13699 | 0.13699 | 0.13699 | 0.13699 | 0.13699 | 0.13699 | 0.13699 | 0.13699 | 0.13699 | 0.13699 | 0.13699 | 0.13699 | 0.13699 | 0.13699 | 0.13699 | 0.13699 | 0.13699 | 0.13699 | 0.13699 | 0.13699 | 0.13699 | 0.13699 | 0.13699 | 0.13699 | 0.13699 | 0.13699
Reference | 20_USA | POW_Gas_PP | WW0004 |  |  | 0.31209 | 0.34767 | 0.373 | 0.37673 | 0.5 | 0.5 | 0.5 | 0.5 | 0.5 | 0.5 | 0.5 | 0.5 | 0.5 | 0.5 | 0.5 | 1 | 1 | 1 | 1 | 1 | 0.5 | 0.5 | 0.5 | 0.5 | 0.5 | 0.5 | 0.5 | 0.5 | 0.52673 | 0.55673 | 0.58673 | 0.61673 | 0.64673 | 0.67673 | 0.70673 | 0.73673 | 0.76673 | 0.79673 | 0.82673 | 0.85673 | 0.88673 | 0.91673 | 0.94673 | 0.97673 | 0.97673 | 0.97673 | 0.97673 | 0.97673 | 0.97673 | 0.97673 | 0.97673 | 0.97673 | 0.97673 | 0.97673
Reference | 20_USA | POW_Gas_PP | WW0408 |  |  | 0.31209 | 0.34767 | 0.373 | 0.37673 | 0.5 | 0.5 | 0.5 | 0.5 | 0.5 | 0.5 | 0.5 | 0.5 | 0.5 | 0.5 | 0.5 | 0.5 | 0.5 | 0.5 | 0.52673 | 0.55673 | 0.58673 | 0.61673 | 0.64673 | 0.67673 | 0.70673 | 0.73673 | 0.76673 | 0.79673 | 0.82673 | 0.85673 | 0.88673 | 0.91673 | 0.94673 | 0.97673 | 1 | 1 | 1 | 1 | 1 | 1 | 1 | 1 | 1 | 1 | 1 | 1 | 1 | 1 | 1 | 1 | 1 | 1 | 1 | 1
Reference | 20_USA | POW_Gas_PP | WW0812 |  |  | 0.31209 | 0.34767 | 0.373 | 0.37673 | 0.5 | 0.5 | 0.5 | 0.5 | 0.5 | 0.5 | 0.5 | 0.5 | 0.5 | 0.5 | 0.5 | 0.5 | 0.5 | 0.5 | 0.5 | 0.5 | 0.5 | 0.5 | 0.5 | 0.5 | 0.5 | 0.5 | 0.5 | 0.5 | 0.5 | 0.5 | 0.5 | 0.5 | 0.5 | 0.5 | 0.5 | 0.5 | 0.5 | 0.5 | 0.5 | 0.5 | 0.5 | 0.5 | 0.5 | 0.5 | 0.5 | 0.5 | 0.5 | 0.5 | 0.5 | 0.5 | 0.5 | 0.5 | 0.5 | 0.5
Reference | 20_USA | POW_Gas_PP | WW1216 |  |  | 0.31209 | 0.34767 | 0.373 | 0.37673 | 0.5 | 0.5 | 0.5 | 0.5 | 0.5 | 0.5 | 0.5 | 0.5 | 0.5 | 0.5 | 0.5 | 0.5 | 0.5 | 0.5 | 0.5 | 0.5 | 0.5 | 0.5 | 0.5 | 0.5 | 0.5 | 0.5 | 0.5 | 0.5 | 0.5 | 0.5 | 0.5 | 0.5 | 0.5 | 0.5 | 0.5 | 0.5 | 0.5 | 0.5 | 0.5 | 0.5 | 0.5 | 0.5 | 0.5 | 0.5 | 0.5 | 0.5 | 0.5 | 0.5 | 0.5 | 0.5 | 0.5 | 0.5 | 0.5 | 0.5
Reference | 20_USA | POW_Gas_PP | WW1620 |  |  | 0.31209 | 0.34767 | 0.373 | 0.37673 | 0.5 | 0.5 | 0.5 | 0.5 | 0.5 | 0.5 | 0.5 | 0.5 | 0.5 | 0.5 | 0.5 | 0.5 | 0.5 | 0.5 | 0.52673 | 0.55673 | 0.58673 | 0.61673 | 0.64673 | 0.67673 | 0.70673 | 0.73673 | 0.76673 | 0.79673 | 0.82673 | 0.85673 | 0.88673 | 0.91673 | 0.94673 | 0.97673 | 1 | 1 | 1 | 1 | 1 | 1 | 1 | 1 | 1 | 1 | 1 | 1 | 1 | 1 | 1 | 1 | 1 | 1 | 1 | 1
Reference | 20_USA | POW_Gas_PP | WW2024 |  |  | 0.31209 | 0.34767 | 0.373 | 0.37673 | 0.5 | 0.5 | 0.5 | 0.5 | 0.5 | 0.53 | 0.56 | 0.59 | 0.62 | 0.65 | 0.65 | 0.68 | 0.71 | 0.74 | 0.77 | 0.8 | 0.83 | 0.86 | 0.89 | 0.92 | 0.95 | 0.98 | 1 | 1 | 1 | 1 | 1 | 1 | 1 | 1 | 1 | 1 | 1 | 1 | 1 | 1 | 1 | 1 | 1 | 1 | 1 | 1 | 1 | 1 | 1 | 1 | 1 | 1 | 1 | 1
Reference | 20_USA | POW_Gas_PP | WH0004 |  |  | 0.31209 | 0.34767 | 0.373 | 0.37673 | 0.5 | 0.5 | 0.5 | 0.5 | 0.5 | 0.37673 | 0.37673 | 0.37673 | 0.37673 | 0.37673 | 0.5 | 0.53 | 0.56 | 0.59 | 0.62 | 0.65 | 0.68 | 0.71 | 0.74 | 0.77 | 0.8 | 0.83 | 0.86 | 0.89 | 0.92 | 0.95 | 0.98 | 1 | 1 | 1 | 1 | 1 | 1 | 1 | 1 | 1 | 1 | 1 | 1 | 1 | 1 | 1 | 1 | 1 | 1 | 1 | 1 | 1 | 1 | 1
Reference | 20_USA | POW_Gas_PP | WH0408 |  |  | 0.31209 | 0.34767 | 0.373 | 0.37673 | 0.5 | 0.5 | 0.5 | 0.5 | 0.5 | 0.5 | 0.5 | 0.5 | 0.5 | 0.5 | 0.5 | 0.5 | 0.5 | 0.5 | 0.5 | 0.5 | 0.5 | 0.5 | 0.5 | 0.5 | 0.5 | 0.5 | 0.5 | 0.5 | 0.5 | 0.5 | 0.5 | 0.5 | 0.5 | 0.5 | 0.5 | 0.5 | 0.5 | 0.5 | 0.52673 | 0.55673 | 0.58673 | 0.61673 | 0.64673 | 0.67673 | 0.67673 | 0.67673 | 0.67673 | 0.67673 | 0.67673 | 0.67673 | 0.67673 | 0.67673 | 0.67673 | 0.67673
Reference | 20_USA | POW_Gas_PP | WH0812 |  |  | 0.31209 | 0.34767 | 0.373 | 0.37673 | 0.5 | 0.5 | 0.5 | 0.5 | 0.5 | 0.5 | 0.5 | 0.5 | 0.5 | 0.5 | 0.5 | 0.5 | 0.5 | 0.5 | 0.5 | 0.5 | 0.5 | 0.5 | 0.5 | 0.5 | 0.5 | 0.5 | 0.5 | 0.5 | 0.5 | 0.5 | 0.5 | 0.5 | 0.5 | 0.5 | 0.5 | 0.5 | 0.5 | 0.5 | 0.5 | 0.5 | 0.5 | 0.5 | 0.5 | 0.5 | 0.5 | 0.5 | 0.5 | 0.5 | 0.5 | 0.5 | 0.5 | 0.5 | 0.5 | 0.5
Reference | 20_USA | POW_Gas_PP | WH1216 |  |  | 0.31209 | 0.34767 | 0.373 | 0.37673 | 0.5 | 0.5 | 0.5 | 0.5 | 0.5 | 0.5 | 0.5 | 0.5 | 0.5 | 0.5 | 0.5 | 0.5 | 0.5 | 0.5 | 0.5 | 0.5 | 0.5 | 0.5 | 0.5 | 0.5 | 0.5 | 0.5 | 0.5 | 0.5 | 0.5 | 0.5 | 0.5 | 0.5 | 0.5 | 0.5 | 0.5 | 0.5 | 0.5 | 0.5 | 0.5 | 0.5 | 0.5 | 0.5 | 0.5 | 0.5 | 0.5 | 0.5 | 0.5 | 0.5 | 0.5 | 0.5 | 0.5 | 0.5 | 0.5 | 0.5
Reference | 20_USA | POW_Gas_PP | WH1620 |  |  | 0.31209 | 0.34767 | 0.373 | 0.37673 | 0.5 | 0.5 | 0.5 | 0.5 | 0.5 | 0.37673 | 0.37673 | 0.37673 | 0.37673 | 0.37673 | 0.5 | 0.53 | 0.56 | 0.59 | 0.62 | 0.65 | 0.68 | 0.71 | 0.74 | 0.77 | 0.8 | 0.83 | 0.86 | 0.89 | 0.92 | 0.95 | 0.98 | 1 | 1 | 1 | 1 | 1 | 1 | 1 | 1 | 1 | 1 | 1 | 1 | 1 | 1 | 1 | 1 | 1 | 1 | 1 | 1 | 1 | 1 | 1
Reference | 20_USA | POW_Gas_PP | WH2024 |  |  | 0.31209 | 0.34767 | 0.373 | 0.37673 | 0.5 | 0.5 | 0.5 | 0.5 | 0.5 | 0.53 | 0.56 | 0.59 | 0.62 | 0.65 | 0.7 | 0.73 | 0.76 | 0.79 | 0.82 | 0.85 | 0.88 | 0.91 | 0.94 | 0.97 | 1 | 1 | 1 | 1 | 1 | 1 | 1 | 1 | 1 | 1 | 1 | 1 | 1 | 1 | 1 | 1 | 1 | 1 | 1 | 1 | 1 | 1 | 1 | 1 | 1 | 1 | 1 | 1 | 1 | 1
Reference | 20_USA | POW_Gas_PP | IW0004 |  |  | 0.31209 | 0.34767 | 0.373 | 0.37673 | 0.5 | 0.5 | 0.5 | 0.5 | 0.5 | 0.5 | 0.5 | 0.5 | 0.5 | 0.5 | 0.5 | 0.5 | 0.5 | 0.5 | 0.5 | 0.5 | 0.5 | 0.5 | 0.5 | 0.5 | 0.5 | 0.5 | 0.5 | 0.5 | 0.5 | 0.5 | 0.5 | 0.5 | 0.5 | 0.5 | 0.5 | 0.5 | 0.5 | 0.5 | 0.5 | 0.5 | 0.5 | 0.5 | 0.5 | 0.5 | 0.5 | 0.5 | 0.5 | 0.5 | 0.5 | 0.5 | 0.5 | 0.5 | 0.5 | 0.5
Reference | 20_USA | POW_Gas_PP | IW0408 |  |  | 0.31209 | 0.34767 | 0.373 | 0.37673 | 0.5 | 0.5 | 0.5 | 0.5 | 0.5 | 0.5 | 0.5 | 0.5 | 0.5 | 0.5 | 0.5 | 0.5 | 0.5 | 0.5 | 0.5 | 0.5 | 0.5 | 0.5 | 0.5 | 0.5 | 0.5 | 0.5 | 0.5 | 0.5 | 0.5 | 0.5 | 0.5 | 0.5 | 0.5 | 0.5 | 0.5 | 0.5 | 0.5 | 0.5 | 0.5 | 0.5 | 0.5 | 0.5 | 0.5 | 0.5 | 0.5 | 0.5 | 0.5 | 0.5 | 0.5 | 0.5 | 0.5 | 0.5 | 0.5 | 0.5
Reference | 20_USA | POW_Gas_PP | IW0812 |  |  | 0.31209 | 0.34767 | 0.373 | 0.37673 | 0.5 | 0.5 | 0.5 | 0.5 | 0.5 | 0.5 | 0.5 | 0.5 | 0.5 | 0.5 | 0.5 | 0.5 | 0.5 | 0.5 | 0.5 | 0.5 | 0.5 | 0.5 | 0.5 | 0.5 | 0.5 | 0.5 | 0.5 | 0.5 | 0.5 | 0.5 | 0.5 | 0.5 | 0.5 | 0.5 | 0.5 | 0.5 | 0.5 | 0.5 | 0.5 | 0.5 | 0.5 | 0.5 | 0.5 | 0.5 | 0.5 | 0.5 | 0.5 | 0.5 | 0.5 | 0.5 | 0.5 | 0.5 | 0.5 | 0.5
Reference | 20_USA | POW_Gas_PP | IW1216 |  |  | 0.31209 | 0.34767 | 0.373 | 0.37673 | 0.5 | 0.5 | 0.5 | 0.5 | 0.5 | 0.5 | 0.5 | 0.5 | 0.5 | 0.5 | 0.5 | 0.5 | 0.5 | 0.5 | 0.5 | 0.5 | 0.5 | 0.5 | 0.5 | 0.5 | 0.5 | 0.5 | 0.5 | 0.5 | 0.5 | 0.5 | 0.5 | 0.5 | 0.5 | 0.5 | 0.5 | 0.5 | 0.5 | 0.5 | 0.5 | 0.5 | 0.5 | 0.5 | 0.5 | 0.5 | 0.5 | 0.5 | 0.5 | 0.5 | 0.5 | 0.5 | 0.5 | 0.5 | 0.5 | 0.5
Reference | 20_USA | POW_Gas_PP | IW1620 |  |  | 0.31209 | 0.34767 | 0.373 | 0.37673 | 0.5 | 0.5 | 0.5 | 0.5 | 0.5 | 0.5 | 0.5 | 0.5 | 0.5 | 0.5 | 0.5 | 0.5 | 0.5 | 0.5 | 0.52673 | 0.55673 | 0.58673 | 0.61673 | 0.64673 | 0.67673 | 0.70673 | 0.73673 | 0.76673 | 0.79673 | 0.82673 | 0.85673 | 0.88673 | 0.91673 | 0.94673 | 0.97673 | 1 | 1 | 1 | 1 | 1 | 1 | 1 | 1 | 1 | 1 | 1 | 1 | 1 | 1 | 1 | 1 | 1 | 1 | 1 | 1
Reference | 20_USA | POW_Gas_PP | IW2024 |  |  | 0.31209 | 0.34767 | 0.373 | 0.37673 | 0.5 | 0.5 | 0.5 | 0.5 | 0.5 | 0.5 | 0.5 | 0.5 | 0.5 | 0.5 | 0.5 | 0.53 | 0.56 | 0.59 | 0.62 | 0.65 | 0.68 | 0.71 | 0.74 | 0.77 | 0.8 | 0.83 | 0.86 | 0.89 | 0.92 | 0.95 | 0.98 | 1 | 1 | 1 | 1 | 1 | 1 | 1 | 1 | 1 | 1 | 1 | 1 | 1 | 1 | 1 | 1 | 1 | 1 | 1 | 1 | 1 | 1 | 1
Reference | 20_USA | POW_Gas_PP | IH0004 |  |  | 0.31209 | 0.34767 | 0.373 | 0.37673 | 0.5 | 0.5 | 0.5 | 0.5 | 0.5 | 0.5 | 0.5 | 0.5 | 0.5 | 0.5 | 0.5 | 0.5 | 0.5 | 0.5 | 0.5 | 0.5 | 0.5 | 0.5 | 0.5 | 0.5 | 0.5 | 0.5 | 0.5 | 0.5 | 0.5 | 0.5 | 0.5 | 0.5 | 0.5 | 0.5 | 0.5 | 0.5 | 0.5 | 0.5 | 0.5 | 0.5 | 0.5 | 0.5 | 0.5 | 0.5 | 0.5 | 0.5 | 0.5 | 0.5 | 0.5 | 0.5 | 0.5 | 0.5 | 0.5 | 0.5
Reference | 20_USA | POW_Gas_PP | IH0408 |  |  | 0.31209 | 0.34767 | 0.373 | 0.37673 | 0.5 | 0.5 | 0.5 | 0.5 | 0.5 | 0.5 | 0.5 | 0.5 | 0.5 | 0.5 | 0.5 | 0.5 | 0.5 | 0.5 | 0.5 | 0.5 | 0.5 | 0.5 | 0.5 | 0.5 | 0.5 | 0.5 | 0.5 | 0.5 | 0.5 | 0.5 | 0.5 | 0.5 | 0.5 | 0.5 | 0.5 | 0.5 | 0.5 | 0.5 | 0.5 | 0.5 | 0.5 | 0.5 | 0.5 | 0.5 | 0.5 | 0.5 | 0.5 | 0.5 | 0.5 | 0.5 | 0.5 | 0.5 | 0.5 | 0.5
Reference | 20_USA | POW_Gas_PP | IH0812 |  |  | 0.31209 | 0.34767 | 0.373 | 0.37673 | 0.5 | 0.5 | 0.5 | 0.5 | 0.5 | 0.5 | 0.5 | 0.5 | 0.5 | 0.5 | 0.5 | 0.5 | 0.5 | 0.5 | 0.5 | 0.5 | 0.5 | 0.5 | 0.5 | 0.5 | 0.5 | 0.5 | 0.5 | 0.5 | 0.5 | 0.5 | 0.5 | 0.5 | 0.5 | 0.5 | 0.5 | 0.5 | 0.5 | 0.5 | 0.5 | 0.5 | 0.5 | 0.5 | 0.5 | 0.5 | 0.5 | 0.5 | 0.5 | 0.5 | 0.5 | 0.5 | 0.5 | 0.5 | 0.5 | 0.5
Reference | 20_USA | POW_Gas_PP | IH1216 |  |  | 0.31209 | 0.34767 | 0.373 | 0.37673 | 0.5 | 0.5 | 0.5 | 0.5 | 0.5 | 0.5 | 0.5 | 0.5 | 0.5 | 0.5 | 0.5 | 0.5 | 0.5 | 0.5 | 0.5 | 0.5 | 0.5 | 0.5 | 0.5 | 0.5 | 0.5 | 0.5 | 0.5 | 0.5 | 0.5 | 0.5 | 0.5 | 0.5 | 0.5 | 0.5 | 0.5 | 0.5 | 0.5 | 0.5 | 0.5 | 0.5 | 0.5 | 0.5 | 0.5 | 0.5 | 0.5 | 0.5 | 0.5 | 0.5 | 0.5 | 0.5 | 0.5 | 0.5 | 0.5 | 0.5
Reference | 20_USA | POW_Gas_PP | IH1620 |  |  | 0.31209 | 0.34767 | 0.373 | 0.37673 | 0.5 | 0.5 | 0.5 | 0.5 | 0.5 | 0.5 | 0.5 | 0.5 | 0.5 | 0.5 | 0.5 | 0.53 | 0.56 | 0.59 | 0.62 | 0.65 | 0.68 | 0.71 | 0.74 | 0.77 | 0.8 | 0.83 | 0.86 | 0.89 | 0.92 | 0.95 | 0.98 | 1 | 1 | 1 | 1 | 1 | 1 | 1 | 1 | 1 | 1 | 1 | 1 | 1 | 1 | 1 | 1 | 1 | 1 | 1 | 1 | 1 | 1 | 1
Reference | 20_USA | POW_Gas_PP | IH2024 |  |  | 0.31209 | 0.34767 | 0.373 | 0.37673 | 0.5 | 0.5 | 0.5 | 0.5 | 0.5 | 0.5 | 0.5 | 0.5 | 0.5 | 0.5 | 0.5 | 0.43673 | 0.46673 | 0.49673 | 0.52673 | 0.55673 | 0.58673 | 0.61673 | 0.64673 | 0.67673 | 0.70673 | 0.73673 | 0.76673 | 0.79673 | 0.82673 | 0.85673 | 0.88673 | 0.91673 | 0.94673 | 0.97673 | 1 | 1 | 1 | 1 | 1 | 1 | 1 | 1 | 1 | 1 | 1 | 1 | 1 | 1 | 1 | 1 | 1 | 1 | 1 | 1
Reference | 20_USA | POW_Gas_PP | SW0004 |  |  | 0.31209 | 0.34767 | 0.373 | 0.37673 | 0.5 | 0.5 | 0.5 | 0.5 | 0.5 | 0.5 | 0.5 | 0.5 | 0.5 | 0.5 | 0.5 | 0.43673 | 0.46673 | 0.49673 | 0.52673 | 0.55673 | 0.58673 | 0.61673 | 0.64673 | 0.67673 | 0.70673 | 0.73673 | 0.76673 | 0.79673 | 0.82673 | 0.85673 | 0.88673 | 0.91673 | 0.94673 | 0.97673 | 1 | 1 | 1 | 1 | 1 | 1 | 1 | 1 | 1 | 1 | 1 | 1 | 1 | 1 | 1 | 1 | 1 | 1 | 1 | 1
Reference | 20_USA | POW_Gas_PP | SW0408 |  |  | 0.31209 | 0.34767 | 0.373 | 0.37673 | 0.5 | 0.5 | 0.5 | 0.5 | 0.5 | 0.5 | 0.5 | 0.5 | 0.5 | 0.5 | 0.5 | 0.5 | 0.5 | 0.5 | 0.5 | 0.5 | 0.5 | 0.5 | 0.5 | 0.5 | 0.5 | 0.5 | 0.5 | 0.5 | 0.5 | 0.5 | 0.5 | 0.5 | 0.5 | 0.5 | 0.5 | 0.5 | 0.5 | 0.5 | 0.5 | 0.5 | 0.5 | 0.5 | 0.5 | 0.5 | 0.5 | 0.5 | 0.5 | 0.5 | 0.5 | 0.5 | 0.5 | 0.5 | 0.5 | 0.5
Reference | 20_USA | POW_Gas_PP | SW0812 |  |  | 0.31209 | 0.34767 | 0.373 | 0.37673 | 0.5 | 0.5 | 0.5 | 0.5 | 0.5 | 0.5 | 0.5 | 0.5 | 0.5 | 0.5 | 0.5 | 0.5 | 0.5 | 0.5 | 0.5 | 0.5 | 0.5 | 0.5 | 0.5 | 0.5 | 0.5 | 0.5 | 0.5 | 0.5 | 0.5 | 0.5 | 0.5 | 0.5 | 0.5 | 0.5 | 0.5 | 0.5 | 0.5 | 0.5 | 0.5 | 0.5 | 0.5 | 0.5 | 0.5 | 0.5 | 0.5 | 0.5 | 0.5 | 0.5 | 0.5 | 0.5 | 0.5 | 0.5 | 0.5 | 0.5
Reference | 20_USA | POW_Gas_PP | SW1216 |  |  | 0.31209 | 0.34767 | 0.373 | 0.43 | 0.5 | 0.5 | 0.5 | 0.5 | 0.5 | 0.5 | 0.5 | 0.5 | 0.5 | 0.5 | 0.5 | 0.46 | 0.46 | 0.49 | 0.52 | 0.55 | 0.58 | 0.61 | 0.64 | 0.67 | 0.67 | 0.67 | 0.67 | 0.67 | 0.67 | 0.67 | 0.67 | 0.67 | 0.67 | 0.67 | 0.67 | 0.67 | 0.67 | 0.67 | 0.67 | 0.67 | 0.67 | 0.67 | 0.67 | 0.67 | 0.67 | 0.67 | 0.67 | 0.67 | 0.67 | 0.67 | 0.67 | 0.67 | 0.67 | 0.67
Reference | 20_USA | POW_Gas_PP | SW1620 |  |  | 0.31209 | 0.34767 | 0.373 | 0.8 | 0.8 | 0.8 | 0.8 | 0.8 | 0.8 | 0.8 | 0.8 | 0.8 | 0.85 | 0.85 | 0.9 | 0.93 | 0.96 | 0.99 | 1 | 1 | 1 | 1 | 1 | 1 | 1 | 1 | 1 | 1 | 1 | 1 | 1 | 1 | 1 | 1 | 1 | 1 | 1 | 1 | 1 | 1 | 1 | 1 | 1 | 1 | 1 | 1 | 1 | 1 | 1 | 1 | 1 | 1 | 1 | 1
Reference | 20_USA | POW_Gas_PP | SW2024 |  |  | 0.31209 | 0.34767 | 0.373 | 0.55 | 0.55 | 0.55 | 0.55 | 0.55 | 0.55 | 0.75 | 0.75 | 0.75 | 0.75 | 0.8 | 0.85 | 0.88 | 0.91 | 0.94 | 0.97 | 1 | 1 | 1 | 1 | 1 | 1 | 1 | 1 | 1 | 1 | 1 | 1 | 1 | 1 | 1 | 1 | 1 | 1 | 1 | 1 | 1 | 1 | 1 | 1 | 1 | 1 | 1 | 1 | 1 | 1 | 1 | 1 | 1 | 1 | 1
Reference | 20_USA | POW_Gas_PP | SH0004 |  |  | 0.31209 | 0.34767 | 0.373 | 0.37673 | 0.5 | 0.5 | 0.5 | 0.5 | 0.5 | 0.5 | 0.5 | 0.5 | 0.5 | 0.5 | 0.5 | 0.53 | 0.56 | 0.59 | 0.62 | 0.65 | 0.68 | 0.71 | 0.74 | 0.77 | 0.8 | 0.83 | 0.86 | 0.89 | 0.92 | 0.95 | 0.98 | 1 | 1 | 1 | 1 | 1 | 1 | 1 | 1 | 1 | 1 | 1 | 1 | 1 | 1 | 1 | 1 | 1 | 1 | 1 | 1 | 1 | 1 | 1
Reference | 20_USA | POW_Gas_PP | SH0408 |  |  | 0.31209 | 0.34767 | 0.373 | 0.37673 | 0.5 | 0.5 | 0.5 | 0.5 | 0.5 | 0.5 | 0.5 | 0.5 | 0.5 | 0.5 | 0.5 | 0.5 | 0.5 | 0.5 | 0.5 | 0.5 | 0.5 | 0.5 | 0.5 | 0.5 | 0.5 | 0.5 | 0.5 | 0.5 | 0.5 | 0.5 | 0.5 | 0.5 | 0.5 | 0.5 | 0.5 | 0.5 | 0.5 | 0.5 | 0.5 | 0.5 | 0.5 | 0.5 | 0.5 | 0.5 | 0.5 | 0.5 | 0.5 | 0.5 | 0.5 | 0.5 | 0.5 | 0.5 | 0.5 | 0.5
Reference | 20_USA | POW_Gas_PP | SH0812 |  |  | 0.31209 | 0.34767 | 0.373 | 0.37673 | 0.5 | 0.5 | 0.5 | 0.5 | 0.5 | 0.5 | 0.5 | 0.5 | 0.5 | 0.5 | 0.5 | 0.5 | 0.5 | 0.5 | 0.5 | 0.5 | 0.5 | 0.5 | 0.5 | 0.5 | 0.5 | 0.5 | 0.5 | 0.5 | 0.5 | 0.5 | 0.5 | 0.5 | 0.5 | 0.5 | 0.5 | 0.5 | 0.5 | 0.5 | 0.5 | 0.5 | 0.5 | 0.5 | 0.5 | 0.5 | 0.5 | 0.5 | 0.5 | 0.5 | 0.5 | 0.5 | 0.5 | 0.5 | 0.5 | 0.5
Reference | 20_USA | POW_Gas_PP | SH1216 |  |  | 0.31209 | 0.34767 | 0.373 | 0.37673 | 0.5 | 0.5 | 0.5 | 0.5 | 0.5 | 0.5 | 0.5 | 0.5 | 0.5 | 0.5 | 0.5 | 0.5 | 0.5 | 0.5 | 0.5 | 0.5 | 0.5 | 0.5 | 0.5 | 0.5 | 0.5 | 0.5 | 0.5 | 0.5 | 0.5 | 0.5 | 0.5 | 0.5 | 0.5 | 0.5 | 0.5 | 0.5 | 0.5 | 0.5 | 0.5 | 0.5 | 0.5 | 0.5 | 0.5 | 0.5 | 0.5 | 0.5 | 0.5 | 0.5 | 0.5 | 0.5 | 0.5 | 0.5 | 0.5 | 0.5
Reference | 20_USA | POW_Gas_PP | SH1620 |  |  | 0.31209 | 0.34767 | 0.373 | 0.5 | 0.5 | 0.5 | 0.5 | 0.5 | 0.5 | 0.69 | 0.69 | 0.69 | 0.72 | 0.72 | 0.75 | 0.78 | 0.81 | 0.84 | 0.87 | 0.9 | 0.93 | 0.96 | 0.99 | 1 | 1 | 1 | 1 | 1 | 1 | 1 | 1 | 1 | 1 | 1 | 1 | 1 | 1 | 1 | 1 | 1 | 1 | 1 | 1 | 1 | 1 | 1 | 1 | 1 | 1 | 1 | 1 | 1 | 1 | 1
Reference | 20_USA | POW_Gas_PP | SH2024 |  |  | 0.31209 | 0.34767 | 0.373 | 0.5 | 0.5 | 0.5 | 0.5 | 0.5 | 0.5 | 0.6 | 0.63 | 0.66 | 0.69 | 0.72 | 0.75 | 0.78 | 0.81 | 0.84 | 0.87 | 0.9 | 0.93 | 0.96 | 0.99 | 1 | 1 | 1 | 1 | 1 | 1 | 1 | 1 | 1 | 1 | 1 | 1 | 1 | 1 | 1 | 1 | 1 | 1 | 1 | 1 | 1 | 1 | 1 | 1 | 1 | 1 | 1 | 1 | 1 | 1 | 1
Reference | 20_USA | POW_Gas_NEW_PP | WW0004 |  |  | 0.31209 | 0.34767 | 0.373 | 0.37673 | 0.5 | 0.5 | 0.5 | 0.5 | 0.5 | 0.5 | 0.5 | 0.5 | 0.5 | 0.5 | 0.5 | 0.5 | 0.5 | 0.5 | 0.5 | 0.5 | 0.5 | 0.5 | 0.5 | 0.5 | 0.5 | 0.5 | 0.5 | 0.5 | 0.52673 | 0.55673 | 0.58673 | 0.61673 | 0.64673 | 0.67673 | 0.70673 | 0.73673 | 0.76673 | 0.79673 | 0.82673 | 0.85673 | 0.88673 | 0.91673 | 0.94673 | 0.97673 | 0.97673 | 0.97673 | 0.97673 | 0.97673 | 0.97673 | 0.97673 | 0.97673 | 0.97673 | 0.97673 | 0.97673
Reference | 20_USA | POW_Gas_NEW_PP | WW0408 |  |  | 0.31209 | 0.34767 | 0.373 | 0.37673 | 0.5 | 0.5 | 0.5 | 0.5 | 0.5 | 0.5 | 0.5 | 0.5 | 0.5 | 0.5 | 0.5 | 0.5 | 0.5 | 0.5 | 0.52673 | 0.55673 | 0.58673 | 0.61673 | 0.64673 | 0.67673 | 0.70673 | 0.73673 | 0.76673 | 0.79673 | 0.82673 | 0.85673 | 0.88673 | 0.91673 | 0.94673 | 0.97673 | 1 | 1 | 1 | 1 | 1 | 1 | 1 | 1 | 1 | 1 | 1 | 1 | 1 | 1 | 1 | 1 | 1 | 1 | 1 | 1
Reference | 20_USA | POW_Gas_NEW_PP | WW0812 |  |  | 0.31209 | 0.34767 | 0.373 | 0.37673 | 0.5 | 0.5 | 0.5 | 0.5 | 0.5 | 0.5 | 0.5 | 0.5 | 0.5 | 0.5 | 0.5 | 0.5 | 0.5 | 0.5 | 0.5 | 0.5 | 0.5 | 0.5 | 0.5 | 0.5 | 0.5 | 0.5 | 0.5 | 0.5 | 0.5 | 0.5 | 0.5 | 0.5 | 0.5 | 0.5 | 0.5 | 0.5 | 0.5 | 0.5 | 0.5 | 0.5 | 0.5 | 0.5 | 0.5 | 0.5 | 0.5 | 0.5 | 0.5 | 0.5 | 0.5 | 0.5 | 0.5 | 0.5 | 0.5 | 0.5
Reference | 20_USA | POW_Gas_NEW_PP | WW1216 |  |  | 0.31209 | 0.34767 | 0.373 | 0.37673 | 0.5 | 0.5 | 0.5 | 0.5 | 0.5 | 0.5 | 0.5 | 0.5 | 0.5 | 0.5 | 0.5 | 0.5 | 0.5 | 0.5 | 0.5 | 0.5 | 0.5 | 0.5 | 0.5 | 0.5 | 0.5 | 0.5 | 0.5 | 0.5 | 0.5 | 0.5 | 0.5 | 0.5 | 0.5 | 0.5 | 0.5 | 0.5 | 0.5 | 0.5 | 0.5 | 0.5 | 0.5 | 0.5 | 0.5 | 0.5 | 0.5 | 0.5 | 0.5 | 0.5 | 0.5 | 0.5 | 0.5 | 0.5 | 0.5 | 0.5
Reference | 20_USA | POW_Gas_NEW_PP | WW1620 |  |  | 0.31209 | 0.34767 | 0.373 | 0.37673 | 0.5 | 0.5 | 0.5 | 0.5 | 0.5 | 0.5 | 0.5 | 0.5 | 0.5 | 0.5 | 0.5 | 0.5 | 0.5 | 0.5 | 0.52673 | 0.55673 | 0.58673 | 0.61673 | 0.64673 | 0.67673 | 0.70673 | 0.73673 | 0.76673 | 0.79673 | 0.82673 | 0.85673 | 0.88673 | 0.91673 | 0.94673 | 0.97673 | 1 | 1 | 1 | 1 | 1 | 1 | 1 | 1 | 1 | 1 | 1 | 1 | 1 | 1 | 1 | 1 | 1 | 1 | 1 | 1
Reference | 20_USA | POW_Gas_NEW_PP | WW2024 |  |  | 0.31209 | 0.34767 | 0.373 | 0.37673 | 0.5 | 0.5 | 0.5 | 0.5 | 0.5 | 0.53 | 0.56 | 0.59 | 0.62 | 0.65 | 0.65 | 0.68 | 0.71 | 0.74 | 0.77 | 0.8 | 0.83 | 0.86 | 0.89 | 0.92 | 0.95 | 0.98 | 1 | 1 | 1 | 1 | 1 | 1 | 1 | 1 | 1 | 1 | 1 | 1 | 1 | 1 | 1 | 1 | 1 | 1 | 1 | 1 | 1 | 1 | 1 | 1 | 1 | 1 | 1 | 1
Reference | 20_USA | POW_Gas_NEW_PP | WH0004 |  |  | 0.31209 | 0.34767 | 0.373 | 0.37673 | 0.5 | 0.5 | 0.5 | 0.5 | 0.5 | 0.37673 | 0.37673 | 0.37673 | 0.37673 | 0.37673 | 0.5 | 0.53 | 0.56 | 0.59 | 0.62 | 0.65 | 0.68 | 0.71 | 0.74 | 0.77 | 0.8 | 0.83 | 0.86 | 0.89 | 0.92 | 0.95 | 0.98 | 1 | 1 | 1 | 1 | 1 | 1 | 1 | 1 | 1 | 1 | 1 | 1 | 1 | 1 | 1 | 1 | 1 | 1 | 1 | 1 | 1 | 1 | 1
Reference | 20_USA | POW_Gas_NEW_PP | WH0408 |  |  | 0.31209 | 0.34767 | 0.373 | 0.37673 | 0.5 | 0.5 | 0.5 | 0.5 | 0.5 | 0.5 | 0.5 | 0.5 | 0.5 | 0.5 | 0.5 | 0.5 | 0.5 | 0.5 | 0.5 | 0.5 | 0.5 | 0.5 | 0.5 | 0.5 | 0.5 | 0.5 | 0.5 | 0.5 | 0.5 | 0.5 | 0.5 | 0.5 | 0.5 | 0.5 | 0.5 | 0.5 | 0.5 | 0.5 | 0.52673 | 0.55673 | 0.58673 | 0.61673 | 0.64673 | 0.67673 | 0.67673 | 0.67673 | 0.67673 | 0.67673 | 0.67673 | 0.67673 | 0.67673 | 0.67673 | 0.67673 | 0.67673
Reference | 20_USA | POW_Gas_NEW_PP | WH0812 |  |  | 0.31209 | 0.34767 | 0.373 | 0.37673 | 0.5 | 0.5 | 0.5 | 0.5 | 0.5 | 0.5 | 0.5 | 0.5 | 0.5 | 0.5 | 0.5 | 0.5 | 0.5 | 0.5 | 0.5 | 0.5 | 0.5 | 0.5 | 0.5 | 0.5 | 0.5 | 0.5 | 0.5 | 0.5 | 0.5 | 0.5 | 0.5 | 0.5 | 0.5 | 0.5 | 0.5 | 0.5 | 0.5 | 0.5 | 0.5 | 0.5 | 0.5 | 0.5 | 0.5 | 0.5 | 0.5 | 0.5 | 0.5 | 0.5 | 0.5 | 0.5 | 0.5 | 0.5 | 0.5 | 0.5
Reference | 20_USA | POW_Gas_NEW_PP | WH1216 |  |  | 0.31209 | 0.34767 | 0.373 | 0.37673 | 0.5 | 0.5 | 0.5 | 0.5 | 0.5 | 0.5 | 0.5 | 0.5 | 0.5 | 0.5 | 0.5 | 0.5 | 0.5 | 0.5 | 0.5 | 0.5 | 0.5 | 0.5 | 0.5 | 0.5 | 0.5 | 0.5 | 0.5 | 0.5 | 0.5 | 0.5 | 0.5 | 0.5 | 0.5 | 0.5 | 0.5 | 0.5 | 0.5 | 0.5 | 0.5 | 0.5 | 0.5 | 0.5 | 0.5 | 0.5 | 0.5 | 0.5 | 0.5 | 0.5 | 0.5 | 0.5 | 0.5 | 0.5 | 0.5 | 0.5
Reference | 20_USA | POW_Gas_NEW_PP | WH1620 |  |  | 0.31209 | 0.34767 | 0.373 | 0.37673 | 0.5 | 0.5 | 0.5 | 0.5 | 0.5 | 0.37673 | 0.37673 | 0.37673 | 0.37673 | 0.37673 | 0.5 | 0.53 | 0.56 | 0.59 | 0.62 | 0.65 | 0.68 | 0.71 | 0.74 | 0.77 | 0.8 | 0.83 | 0.86 | 0.89 | 0.92 | 0.95 | 0.98 | 1 | 1 | 1 | 1 | 1 | 1 | 1 | 1 | 1 | 1 | 1 | 1 | 1 | 1 | 1 | 1 | 1 | 1 | 1 | 1 | 1 | 1 | 1
Reference | 20_USA | POW_Gas_NEW_PP | WH2024 |  |  | 0.31209 | 0.34767 | 0.373 | 0.37673 | 0.5 | 0.5 | 0.5 | 0.5 | 0.5 | 0.53 | 0.56 | 0.59 | 0.62 | 0.65 | 0.7 | 0.73 | 0.76 | 0.79 | 0.82 | 0.85 | 0.88 | 0.91 | 0.94 | 0.97 | 1 | 1 | 1 | 1 | 1 | 1 | 1 | 1 | 1 | 1 | 1 | 1 | 1 | 1 | 1 | 1 | 1 | 1 | 1 | 1 | 1 | 1 | 1 | 1 | 1 | 1 | 1 | 1 | 1 | 1
Reference | 20_USA | POW_Gas_NEW_PP | IW0004 |  |  | 0.31209 | 0.34767 | 0.373 | 0.37673 | 0.5 | 0.5 | 0.5 | 0.5 | 0.5 | 0.5 | 0.5 | 0.5 | 0.5 | 0.5 | 0.5 | 0.5 | 0.5 | 0.5 | 0.5 | 0.5 | 0.5 | 0.5 | 0.5 | 0.5 | 0.5 | 0.5 | 0.5 | 0.5 | 0.5 | 0.5 | 0.5 | 0.5 | 0.5 | 0.5 | 0.5 | 0.5 | 0.5 | 0.5 | 0.5 | 0.5 | 0.5 | 0.5 | 0.5 | 0.5 | 0.5 | 0.5 | 0.5 | 0.5 | 0.5 | 0.5 | 0.5 | 0.5 | 0.5 | 0.5
Reference | 20_USA | POW_Gas_NEW_PP | IW0408 |  |  | 0.31209 | 0.34767 | 0.373 | 0.37673 | 0.5 | 0.5 | 0.5 | 0.5 | 0.5 | 0.5 | 0.5 | 0.5 | 0.5 | 0.5 | 0.5 | 0.5 | 0.5 | 0.5 | 0.5 | 0.5 | 0.5 | 0.5 | 0.5 | 0.5 | 0.5 | 0.5 | 0.5 | 0.5 | 0.5 | 0.5 | 0.5 | 0.5 | 0.5 | 0.5 | 0.5 | 0.5 | 0.5 | 0.5 | 0.5 | 0.5 | 0.5 | 0.5 | 0.5 | 0.5 | 0.5 | 0.5 | 0.5 | 0.5 | 0.5 | 0.5 | 0.5 | 0.5 | 0.5 | 0.5
Reference | 20_USA | POW_Gas_NEW_PP | IW0812 |  |  | 0.31209 | 0.34767 | 0.373 | 0.37673 | 0.5 | 0.5 | 0.5 | 0.5 | 0.5 | 0.5 | 0.5 | 0.5 | 0.5 | 0.5 | 0.5 | 0.5 | 0.5 | 0.5 | 0.5 | 0.5 | 0.5 | 0.5 | 0.5 | 0.5 | 0.5 | 0.5 | 0.5 | 0.5 | 0.5 | 0.5 | 0.5 | 0.5 | 0.5 | 0.5 | 0.5 | 0.5 | 0.5 | 0.5 | 0.5 | 0.5 | 0.5 | 0.5 | 0.5 | 0.5 | 0.5 | 0.5 | 0.5 | 0.5 | 0.5 | 0.5 | 0.5 | 0.5 | 0.5 | 0.5
Reference | 20_USA | POW_Gas_NEW_PP | IW1216 |  |  | 0.31209 | 0.34767 | 0.373 | 0.37673 | 0.5 | 0.5 | 0.5 | 0.5 | 0.5 | 0.5 | 0.5 | 0.5 | 0.5 | 0.5 | 0.5 | 0.5 | 0.5 | 0.5 | 0.5 | 0.5 | 0.5 | 0.5 | 0.5 | 0.5 | 0.5 | 0.5 | 0.5 | 0.5 | 0.5 | 0.5 | 0.5 | 0.5 | 0.5 | 0.5 | 0.5 | 0.5 | 0.5 | 0.5 | 0.5 | 0.5 | 0.5 | 0.5 | 0.5 | 0.5 | 0.5 | 0.5 | 0.5 | 0.5 | 0.5 | 0.5 | 0.5 | 0.5 | 0.5 | 0.5
Reference | 20_USA | POW_Gas_NEW_PP | IW1620 |  |  | 0.31209 | 0.34767 | 0.373 | 0.37673 | 0.5 | 0.5 | 0.5 | 0.5 | 0.5 | 0.5 | 0.5 | 0.5 | 0.5 | 0.5 | 0.5 | 0.5 | 0.5 | 0.5 | 0.52673 | 0.55673 | 0.58673 | 0.61673 | 0.64673 | 0.67673 | 0.70673 | 0.73673 | 0.76673 | 0.79673 | 0.82673 | 0.85673 | 0.88673 | 0.91673 | 0.94673 | 0.97673 | 1 | 1 | 1 | 1 | 1 | 1 | 1 | 1 | 1 | 1 | 1 | 1 | 1 | 1 | 1 | 1 | 1 | 1 | 1 | 1
Reference | 20_USA | POW_Gas_NEW_PP | IW2024 |  |  | 0.31209 | 0.34767 | 0.373 | 0.37673 | 0.5 | 0.5 | 0.5 | 0.5 | 0.5 | 0.5 | 0.5 | 0.5 | 0.5 | 0.5 | 0.5 | 0.53 | 0.56 | 0.59 | 0.62 | 0.65 | 0.68 | 0.71 | 0.74 | 0.77 | 0.8 | 0.83 | 0.86 | 0.89 | 0.92 | 0.95 | 0.98 | 1 | 1 | 1 | 1 | 1 | 1 | 1 | 1 | 1 | 1 | 1 | 1 | 1 | 1 | 1 | 1 | 1 | 1 | 1 | 1 | 1 | 1 | 1
Reference | 20_USA | POW_Gas_NEW_PP | IH0004 |  |  | 0.31209 | 0.34767 | 0.373 | 0.37673 | 0.5 | 0.5 | 0.5 | 0.5 | 0.5 | 0.5 | 0.5 | 0.5 | 0.5 | 0.5 | 0.5 | 0.5 | 0.5 | 0.5 | 0.5 | 0.5 | 0.5 | 0.5 | 0.5 | 0.5 | 0.5 | 0.5 | 0.5 | 0.5 | 0.5 | 0.5 | 0.5 | 0.5 | 0.5 | 0.5 | 0.5 | 0.5 | 0.5 | 0.5 | 0.5 | 0.5 | 0.5 | 0.5 | 0.5 | 0.5 | 0.5 | 0.5 | 0.5 | 0.5 | 0.5 | 0.5 | 0.5 | 0.5 | 0.5 | 0.5
Reference | 20_USA | POW_Gas_NEW_PP | IH0408 |  |  | 0.31209 | 0.34767 | 0.373 | 0.37673 | 0.5 | 0.5 | 0.5 | 0.5 | 0.5 | 0.5 | 0.5 | 0.5 | 0.5 | 0.5 | 0.5 | 0.5 | 0.5 | 0.5 | 0.5 | 0.5 | 0.5 | 0.5 | 0.5 | 0.5 | 0.5 | 0.5 | 0.5 | 0.5 | 0.5 | 0.5 | 0.5 | 0.5 | 0.5 | 0.5 | 0.5 | 0.5 | 0.5 | 0.5 | 0.5 | 0.5 | 0.5 | 0.5 | 0.5 | 0.5 | 0.5 | 0.5 | 0.5 | 0.5 | 0.5 | 0.5 | 0.5 | 0.5 | 0.5 | 0.5
Reference | 20_USA | POW_Gas_NEW_PP | IH0812 |  |  | 0.31209 | 0.34767 | 0.373 | 0.37673 | 0.5 | 0.5 | 0.5 | 0.5 | 0.5 | 0.5 | 0.5 | 0.5 | 0.5 | 0.5 | 0.5 | 0.5 | 0.5 | 0.5 | 0.5 | 0.5 | 0.5 | 0.5 | 0.5 | 0.5 | 0.5 | 0.5 | 0.5 | 0.5 | 0.5 | 0.5 | 0.5 | 0.5 | 0.5 | 0.5 | 0.5 | 0.5 | 0.5 | 0.5 | 0.5 | 0.5 | 0.5 | 0.5 | 0.5 | 0.5 | 0.5 | 0.5 | 0.5 | 0.5 | 0.5 | 0.5 | 0.5 | 0.5 | 0.5 | 0.5
Reference | 20_USA | POW_Gas_NEW_PP | IH1216 |  |  | 0.31209 | 0.34767 | 0.373 | 0.37673 | 0.5 | 0.5 | 0.5 | 0.5 | 0.5 | 0.5 | 0.5 | 0.5 | 0.5 | 0.5 | 0.5 | 0.5 | 0.5 | 0.5 | 0.5 | 0.5 | 0.5 | 0.5 | 0.5 | 0.5 | 0.5 | 0.5 | 0.5 | 0.5 | 0.5 | 0.5 | 0.5 | 0.5 | 0.5 | 0.5 | 0.5 | 0.5 | 0.5 | 0.5 | 0.5 | 0.5 | 0.5 | 0.5 | 0.5 | 0.5 | 0.5 | 0.5 | 0.5 | 0.5 | 0.5 | 0.5 | 0.5 | 0.5 | 0.5 | 0.5
Reference | 20_USA | POW_Gas_NEW_PP | IH1620 |  |  | 0.31209 | 0.34767 | 0.373 | 0.37673 | 0.5 | 0.5 | 0.5 | 0.5 | 0.5 | 0.5 | 0.5 | 0.5 | 0.5 | 0.5 | 0.5 | 0.53 | 0.56 | 0.59 | 0.62 | 0.65 | 0.68 | 0.71 | 0.74 | 0.77 | 0.8 | 0.83 | 0.86 | 0.89 | 0.92 | 0.95 | 0.98 | 1 | 1 | 1 | 1 | 1 | 1 | 1 | 1 | 1 | 1 | 1 | 1 | 1 | 1 | 1 | 1 | 1 | 1 | 1 | 1 | 1 | 1 | 1
Reference | 20_USA | POW_Gas_NEW_PP | IH2024 |  |  | 0.31209 | 0.34767 | 0.373 | 0.37673 | 0.5 | 0.5 | 0.5 | 0.5 | 0.5 | 0.5 | 0.5 | 0.5 | 0.5 | 0.5 | 0.5 | 0.43673 | 0.46673 | 0.49673 | 0.52673 | 0.55673 | 0.58673 | 0.61673 | 0.64673 | 0.67673 | 0.70673 | 0.73673 | 0.76673 | 0.79673 | 0.82673 | 0.85673 | 0.88673 | 0.91673 | 0.94673 | 0.97673 | 1 | 1 | 1 | 1 | 1 | 1 | 1 | 1 | 1 | 1 | 1 | 1 | 1 | 1 | 1 | 1 | 1 | 1 | 1 | 1
Reference | 20_USA | POW_Gas_NEW_PP | SW0004 |  |  | 0.31209 | 0.34767 | 0.373 | 0.37673 | 0.5 | 0.5 | 0.5 | 0.5 | 0.5 | 0.5 | 0.5 | 0.5 | 0.5 | 0.5 | 0.5 | 0.43673 | 0.46673 | 0.49673 | 0.52673 | 0.55673 | 0.58673 | 0.61673 | 0.64673 | 0.67673 | 0.70673 | 0.73673 | 0.76673 | 0.79673 | 0.82673 | 0.85673 | 0.88673 | 0.91673 | 0.94673 | 0.97673 | 1 | 1 | 1 | 1 | 1 | 1 | 1 | 1 | 1 | 1 | 1 | 1 | 1 | 1 | 1 | 1 | 1 | 1 | 1 | 1
Reference | 20_USA | POW_Gas_NEW_PP | SW0408 |  |  | 0.31209 | 0.34767 | 0.373 | 0.37673 | 0.5 | 0.5 | 0.5 | 0.5 | 0.5 | 0.5 | 0.5 | 0.5 | 0.5 | 0.5 | 0.5 | 0.5 | 0.5 | 0.5 | 0.5 | 0.5 | 0.5 | 0.5 | 0.5 | 0.5 | 0.5 | 0.5 | 0.5 | 0.5 | 0.5 | 0.5 | 0.5 | 0.5 | 0.5 | 0.5 | 0.5 | 0.5 | 0.5 | 0.5 | 0.5 | 0.5 | 0.5 | 0.5 | 0.5 | 0.5 | 0.5 | 0.5 | 0.5 | 0.5 | 0.5 | 0.5 | 0.5 | 0.5 | 0.5 | 0.5
Reference | 20_USA | POW_Gas_NEW_PP | SW0812 |  |  | 0.31209 | 0.34767 | 0.373 | 0.37673 | 0.5 | 0.5 | 0.5 | 0.5 | 0.5 | 0.5 | 0.5 | 0.5 | 0.5 | 0.5 | 0.5 | 0.5 | 0.5 | 0.5 | 0.5 | 0.5 | 0.5 | 0.5 | 0.5 | 0.5 | 0.5 | 0.5 | 0.5 | 0.5 | 0.5 | 0.5 | 0.5 | 0.5 | 0.5 | 0.5 | 0.5 | 0.5 | 0.5 | 0.5 | 0.5 | 0.5 | 0.5 | 0.5 | 0.5 | 0.5 | 0.5 | 0.5 | 0.5 | 0.5 | 0.5 | 0.5 | 0.5 | 0.5 | 0.5 | 0.5
Reference | 20_USA | POW_Gas_NEW_PP | SW1216 |  |  | 0.31209 | 0.34767 | 0.373 | 0.43 | 0.5 | 0.5 | 0.5 | 0.5 | 0.5 | 0.5 | 0.5 | 0.5 | 0.5 | 0.5 | 0.5 | 0.46 | 0.46 | 0.49 | 0.52 | 0.55 | 0.58 | 0.61 | 0.64 | 0.67 | 0.67 | 0.67 | 0.67 | 0.67 | 0.67 | 0.67 | 0.67 | 0.67 | 0.67 | 0.67 | 0.67 | 0.67 | 0.67 | 0.67 | 0.67 | 0.67 | 0.67 | 0.67 | 0.67 | 0.67 | 0.67 | 0.67 | 0.67 | 0.67 | 0.67 | 0.67 | 0.67 | 0.67 | 0.67 | 0.67
Reference | 20_USA | POW_Gas_NEW_PP | SW1620 |  |  | 0.31209 | 0.34767 | 0.373 | 0.8 | 0.8 | 0.8 | 0.8 | 0.8 | 0.8 | 0.8 | 0.8 | 0.8 | 0.85 | 0.85 | 0.9 | 0.93 | 0.96 | 0.99 | 1 | 1 | 1 | 1 | 1 | 1 | 1 | 1 | 1 | 1 | 1 | 1 | 1 | 1 | 1 | 1 | 1 | 1 | 1 | 1 | 1 | 1 | 1 | 1 | 1 | 1 | 1 | 1 | 1 | 1 | 1 | 1 | 1 | 1 | 1 | 1
Reference | 20_USA | POW_Gas_NEW_PP | SW2024 |  |  | 0.31209 | 0.34767 | 0.373 | 0.55 | 0.55 | 0.55 | 0.55 | 0.55 | 0.55 | 0.75 | 0.75 | 0.75 | 0.75 | 0.8 | 0.85 | 0.88 | 0.91 | 0.94 | 0.97 | 1 | 1 | 1 | 1 | 1 | 1 | 1 | 1 | 1 | 1 | 1 | 1 | 1 | 1 | 1 | 1 | 1 | 1 | 1 | 1 | 1 | 1 | 1 | 1 | 1 | 1 | 1 | 1 | 1 | 1 | 1 | 1 | 1 | 1 | 1
Reference | 20_USA | POW_Gas_NEW_PP | SH0004 |  |  | 0.31209 | 0.34767 | 0.373 | 0.37673 | 0.5 | 0.5 | 0.5 | 0.5 | 0.5 | 0.5 | 0.5 | 0.5 | 0.5 | 0.5 | 0.5 | 0.53 | 0.56 | 0.59 | 0.62 | 0.65 | 0.68 | 0.71 | 0.74 | 0.77 | 0.8 | 0.83 | 0.86 | 0.89 | 0.92 | 0.95 | 0.98 | 1 | 1 | 1 | 1 | 1 | 1 | 1 | 1 | 1 | 1 | 1 | 1 | 1 | 1 | 1 | 1 | 1 | 1 | 1 | 1 | 1 | 1 | 1
Reference | 20_USA | POW_Gas_NEW_PP | SH0408 |  |  | 0.31209 | 0.34767 | 0.373 | 0.37673 | 0.5 | 0.5 | 0.5 | 0.5 | 0.5 | 0.5 | 0.5 | 0.5 | 0.5 | 0.5 | 0.5 | 0.5 | 0.5 | 0.5 | 0.5 | 0.5 | 0.5 | 0.5 | 0.5 | 0.5 | 0.5 | 0.5 | 0.5 | 0.5 | 0.5 | 0.5 | 0.5 | 0.5 | 0.5 | 0.5 | 0.5 | 0.5 | 0.5 | 0.5 | 0.5 | 0.5 | 0.5 | 0.5 | 0.5 | 0.5 | 0.5 | 0.5 | 0.5 | 0.5 | 0.5 | 0.5 | 0.5 | 0.5 | 0.5 | 0.5
Reference | 20_USA | POW_Gas_NEW_PP | SH0812 |  |  | 0.31209 | 0.34767 | 0.373 | 0.37673 | 0.5 | 0.5 | 0.5 | 0.5 | 0.5 | 0.5 | 0.5 | 0.5 | 0.5 | 0.5 | 0.5 | 0.5 | 0.5 | 0.5 | 0.5 | 0.5 | 0.5 | 0.5 | 0.5 | 0.5 | 0.5 | 0.5 | 0.5 | 0.5 | 0.5 | 0.5 | 0.5 | 0.5 | 0.5 | 0.5 | 0.5 | 0.5 | 0.5 | 0.5 | 0.5 | 0.5 | 0.5 | 0.5 | 0.5 | 0.5 | 0.5 | 0.5 | 0.5 | 0.5 | 0.5 | 0.5 | 0.5 | 0.5 | 0.5 | 0.5
Reference | 20_USA | POW_Gas_NEW_PP | SH1216 |  |  | 0.31209 | 0.34767 | 0.373 | 0.37673 | 0.5 | 0.5 | 0.5 | 0.5 | 0.5 | 0.5 | 0.5 | 0.5 | 0.5 | 0.5 | 0.5 | 0.5 | 0.5 | 0.5 | 0.5 | 0.5 | 0.5 | 0.5 | 0.5 | 0.5 | 0.5 | 0.5 | 0.5 | 0.5 | 0.5 | 0.5 | 0.5 | 0.5 | 0.5 | 0.5 | 0.5 | 0.5 | 0.5 | 0.5 | 0.5 | 0.5 | 0.5 | 0.5 | 0.5 | 0.5 | 0.5 | 0.5 | 0.5 | 0.5 | 0.5 | 0.5 | 0.5 | 0.5 | 0.5 | 0.5
Reference | 20_USA | POW_Gas_NEW_PP | SH1620 |  |  | 0.31209 | 0.34767 | 0.373 | 0.5 | 0.5 | 0.5 | 0.5 | 0.5 | 0.5 | 0.69 | 0.69 | 0.69 | 0.72 | 0.72 | 0.75 | 0.78 | 0.81 | 0.84 | 0.87 | 0.9 | 0.93 | 0.96 | 0.99 | 1 | 1 | 1 | 1 | 1 | 1 | 1 | 1 | 1 | 1 | 1 | 1 | 1 | 1 | 1 | 1 | 1 | 1 | 1 | 1 | 1 | 1 | 1 | 1 | 1 | 1 | 1 | 1 | 1 | 1 | 1
Reference | 20_USA | POW_Gas_NEW_PP | SH2024 |  |  | 0.31209 | 0.34767 | 0.373 | 0.5 | 0.5 | 0.5 | 0.5 | 0.5 | 0.5 | 0.6 | 0.63 | 0.66 | 0.69 | 0.72 | 0.75 | 0.78 | 0.81 | 0.84 | 0.87 | 0.9 | 0.93 | 0.96 | 0.99 | 1 | 1 | 1 | 1 | 1 | 1 | 1 | 1 | 1 | 1 | 1 | 1 | 1 | 1 | 1 | 1 | 1 | 1 | 1 | 1 | 1 | 1 | 1 | 1 | 1 | 1 | 1 | 1 | 1 | 1 | 1
Reference | 20_USA | POW_Gas_NEW_CCS_PP | WW0004 |  |  | 0.8 | 0.8 | 0.8 | 0.8 | 0.8 | 0.8 | 0.8 | 0.8 | 0.8 | 0.8 | 0.8 | 0.8 | 0.8 | 0.8 | 0.8 | 0.8 | 0.8 | 0.8 | 0.8 | 0.8 | 0.8 | 0.8 | 0.8 | 0.8 | 0.8 | 0.8 | 0.8 | 0.8 | 0.8 | 0.8 | 0.8 | 0.8 | 0.8 | 0.8 | 0.8 | 0.8 | 0.8 | 0.8 | 0.8 | 0.8 | 0.8 | 0.8 | 0.8 | 0.8 | 0.8 | 0.8 | 0.8 | 0.8 | 0.8 | 0.8 | 0.8 | 0.8 | 0.8 | 0.8
Reference | 20_USA | POW_Gas_NEW_CCS_PP | WW0408 |  |  | 0.8 | 0.8 | 0.8 | 0.8 | 0.8 | 0.8 | 0.8 | 0.8 | 0.8 | 0.8 | 0.8 | 0.8 | 0.8 | 0.8 | 0.8 | 0.8 | 0.8 | 0.8 | 0.8 | 0.8 | 0.8 | 0.8 | 0.8 | 0.8 | 0.8 | 0.8 | 0.8 | 0.8 | 0.8 | 0.8 | 0.8 | 0.8 | 0.8 | 0.8 | 0.8 | 0.8 | 0.8 | 0.8 | 0.8 | 0.8 | 0.8 | 0.8 | 0.8 | 0.8 | 0.8 | 0.8 | 0.8 | 0.8 | 0.8 | 0.8 | 0.8 | 0.8 | 0.8 | 0.8
Reference | 20_USA | POW_Gas_NEW_CCS_PP | WW0812 |  |  | 0.8 | 0.8 | 0.8 | 0.8 | 0.8 | 0.8 | 0.8 | 0.8 | 0.8 | 0.8 | 0.8 | 0.8 | 0.8 | 0.8 | 0.8 | 0.8 | 0.8 | 0.8 | 0.8 | 0.8 | 0.8 | 0.8 | 0.8 | 0.8 | 0.8 | 0.8 | 0.8 | 0.8 | 0.8 | 0.8 | 0.8 | 0.8 | 0.8 | 0.8 | 0.8 | 0.8 | 0.8 | 0.8 | 0.8 | 0.8 | 0.8 | 0.8 | 0.8 | 0.8 | 0.8 | 0.8 | 0.8 | 0.8 | 0.8 | 0.8 | 0.8 | 0.8 | 0.8 | 0.8
Reference | 20_USA | POW_Gas_NEW_CCS_PP | WW1216 |  |  | 0.8 | 0.8 | 0.8 | 0.8 | 0.8 | 0.8 | 0.8 | 0.8 | 0.8 | 0.8 | 0.8 | 0.8 | 0.8 | 0.8 | 0.8 | 0.8 | 0.8 | 0.8 | 0.8 | 0.8 | 0.8 | 0.8 | 0.8 | 0.8 | 0.8 | 0.8 | 0.8 | 0.8 | 0.8 | 0.8 | 0.8 | 0.8 | 0.8 | 0.8 | 0.8 | 0.8 | 0.8 | 0.8 | 0.8 | 0.8 | 0.8 | 0.8 | 0.8 | 0.8 | 0.8 | 0.8 | 0.8 | 0.8 | 0.8 | 0.8 | 0.8 | 0.8 | 0.8 | 0.8
Reference | 20_USA | POW_Gas_NEW_CCS_PP | WW1620 |  |  | 0.8 | 0.8 | 0.8 | 0.8 | 0.8 | 0.8 | 0.8 | 0.8 | 0.8 | 0.8 | 0.8 | 0.8 | 0.8 | 0.8 | 0.8 | 0.8 | 0.8 | 0.8 | 0.8 | 0.8 | 0.8 | 0.8 | 0.8 | 0.8 | 0.8 | 0.8 | 0.8 | 0.8 | 0.8 | 0.8 | 0.8 | 0.8 | 0.8 | 0.8 | 0.8 | 0.8 | 0.8 | 0.8 | 0.8 | 0.8 | 0.8 | 0.8 | 0.8 | 0.8 | 0.8 | 0.8 | 0.8 | 0.8 | 0.8 | 0.8 | 0.8 | 0.8 | 0.8 | 0.8
Reference | 20_USA | POW_Gas_NEW_CCS_PP | WW2024 |  |  | 0.8 | 0.8 | 0.8 | 0.8 | 0.8 | 0.8 | 0.8 | 0.8 | 0.8 | 0.8 | 0.8 | 0.8 | 0.8 | 0.8 | 0.8 | 0.8 | 0.8 | 0.8 | 0.8 | 0.8 | 0.8 | 0.8 | 0.8 | 0.8 | 0.8 | 0.8 | 0.8 | 0.8 | 0.8 | 0.8 | 0.8 | 0.8 | 0.8 | 0.8 | 0.8 | 0.8 | 0.8 | 0.8 | 0.8 | 0.8 | 0.8 | 0.8 | 0.8 | 0.8 | 0.8 | 0.8 | 0.8 | 0.8 | 0.8 | 0.8 | 0.8 | 0.8 | 0.8 | 0.8
Reference | 20_USA | POW_Gas_NEW_CCS_PP | WH0004 |  |  | 0.8 | 0.8 | 0.8 | 0.8 | 0.8 | 0.8 | 0.8 | 0.8 | 0.8 | 0.8 | 0.8 | 0.8 | 0.8 | 0.8 | 0.8 | 0.8 | 0.8 | 0.8 | 0.8 | 0.8 | 0.8 | 0.8 | 0.8 | 0.8 | 0.8 | 0.8 | 0.8 | 0.8 | 0.8 | 0.8 | 0.8 | 0.8 | 0.8 | 0.8 | 0.8 | 0.8 | 0.8 | 0.8 | 0.8 | 0.8 | 0.8 | 0.8 | 0.8 | 0.8 | 0.8 | 0.8 | 0.8 | 0.8 | 0.8 | 0.8 | 0.8 | 0.8 | 0.8 | 0.8
Reference | 20_USA | POW_Gas_NEW_CCS_PP | WH0408 |  |  | 0.8 | 0.8 | 0.8 | 0.8 | 0.8 | 0.8 | 0.8 | 0.8 | 0.8 | 0.8 | 0.8 | 0.8 | 0.8 | 0.8 | 0.8 | 0.8 | 0.8 | 0.8 | 0.8 | 0.8 | 0.8 | 0.8 | 0.8 | 0.8 | 0.8 | 0.8 | 0.8 | 0.8 | 0.8 | 0.8 | 0.8 | 0.8 | 0.8 | 0.8 | 0.8 | 0.8 | 0.8 | 0.8 | 0.8 | 0.8 | 0.8 | 0.8 | 0.8 | 0.8 | 0.8 | 0.8 | 0.8 | 0.8 | 0.8 | 0.8 | 0.8 | 0.8 | 0.8 | 0.8
Reference | 20_USA | POW_Gas_NEW_CCS_PP | WH0812 |  |  | 0.8 | 0.8 | 0.8 | 0.8 | 0.8 | 0.8 | 0.8 | 0.8 | 0.8 | 0.8 | 0.8 | 0.8 | 0.8 | 0.8 | 0.8 | 0.8 | 0.8 | 0.8 | 0.8 | 0.8 | 0.8 | 0.8 | 0.8 | 0.8 | 0.8 | 0.8 | 0.8 | 0.8 | 0.8 | 0.8 | 0.8 | 0.8 | 0.8 | 0.8 | 0.8 | 0.8 | 0.8 | 0.8 | 0.8 | 0.8 | 0.8 | 0.8 | 0.8 | 0.8 | 0.8 | 0.8 | 0.8 | 0.8 | 0.8 | 0.8 | 0.8 | 0.8 | 0.8 | 0.8
Reference | 20_USA | POW_Gas_NEW_CCS_PP | WH1216 |  |  | 0.8 | 0.8 | 0.8 | 0.8 | 0.8 | 0.8 | 0.8 | 0.8 | 0.8 | 0.8 | 0.8 | 0.8 | 0.8 | 0.8 | 0.8 | 0.8 | 0.8 | 0.8 | 0.8 | 0.8 | 0.8 | 0.8 | 0.8 | 0.8 | 0.8 | 0.8 | 0.8 | 0.8 | 0.8 | 0.8 | 0.8 | 0.8 | 0.8 | 0.8 | 0.8 | 0.8 | 0.8 | 0.8 | 0.8 | 0.8 | 0.8 | 0.8 | 0.8 | 0.8 | 0.8 | 0.8 | 0.8 | 0.8 | 0.8 | 0.8 | 0.8 | 0.8 | 0.8 | 0.8
Reference | 20_USA | POW_Gas_NEW_CCS_PP | WH1620 |  |  | 0.8 | 0.8 | 0.8 | 0.8 | 0.8 | 0.8 | 0.8 | 0.8 | 0.8 | 0.8 | 0.8 | 0.8 | 0.8 | 0.8 | 0.8 | 0.8 | 0.8 | 0.8 | 0.8 | 0.8 | 0.8 | 0.8 | 0.8 | 0.8 | 0.8 | 0.8 | 0.8 | 0.8 | 0.8 | 0.8 | 0.8 | 0.8 | 0.8 | 0.8 | 0.8 | 0.8 | 0.8 | 0.8 | 0.8 | 0.8 | 0.8 | 0.8 | 0.8 | 0.8 | 0.8 | 0.8 | 0.8 | 0.8 | 0.8 | 0.8 | 0.8 | 0.8 | 0.8 | 0.8
Reference | 20_USA | POW_Gas_NEW_CCS_PP | WH2024 |  |  | 0.8 | 0.8 | 0.8 | 0.8 | 0.8 | 0.8 | 0.8 | 0.8 | 0.8 | 0.8 | 0.8 | 0.8 | 0.8 | 0.8 | 0.8 | 0.8 | 0.8 | 0.8 | 0.8 | 0.8 | 0.8 | 0.8 | 0.8 | 0.8 | 0.8 | 0.8 | 0.8 | 0.8 | 0.8 | 0.8 | 0.8 | 0.8 | 0.8 | 0.8 | 0.8 | 0.8 | 0.8 | 0.8 | 0.8 | 0.8 | 0.8 | 0.8 | 0.8 | 0.8 | 0.8 | 0.8 | 0.8 | 0.8 | 0.8 | 0.8 | 0.8 | 0.8 | 0.8 | 0.8
Reference | 20_USA | POW_Gas_NEW_CCS_PP | IW0004 |  |  | 0.8 | 0.8 | 0.8 | 0.8 | 0.8 | 0.8 | 0.8 | 0.8 | 0.8 | 0.8 | 0.8 | 0.8 | 0.8 | 0.8 | 0.8 | 0.8 | 0.8 | 0.8 | 0.8 | 0.8 | 0.8 | 0.8 | 0.8 | 0.8 | 0.8 | 0.8 | 0.8 | 0.8 | 0.8 | 0.8 | 0.8 | 0.8 | 0.8 | 0.8 | 0.8 | 0.8 | 0.8 | 0.8 | 0.8 | 0.8 | 0.8 | 0.8 | 0.8 | 0.8 | 0.8 | 0.8 | 0.8 | 0.8 | 0.8 | 0.8 | 0.8 | 0.8 | 0.8 | 0.8
Reference | 20_USA | POW_Gas_NEW_CCS_PP | IW0408 |  |  | 0.8 | 0.8 | 0.8 | 0.8 | 0.8 | 0.8 | 0.8 | 0.8 | 0.8 | 0.8 | 0.8 | 0.8 | 0.8 | 0.8 | 0.8 | 0.8 | 0.8 | 0.8 | 0.8 | 0.8 | 0.8 | 0.8 | 0.8 | 0.8 | 0.8 | 0.8 | 0.8 | 0.8 | 0.8 | 0.8 | 0.8 | 0.8 | 0.8 | 0.8 | 0.8 | 0.8 | 0.8 | 0.8 | 0.8 | 0.8 | 0.8 | 0.8 | 0.8 | 0.8 | 0.8 | 0.8 | 0.8 | 0.8 | 0.8 | 0.8 | 0.8 | 0.8 | 0.8 | 0.8
Reference | 20_USA | POW_Gas_NEW_CCS_PP | IW0812 |  |  | 0.8 | 0.8 | 0.8 | 0.8 | 0.8 | 0.8 | 0.8 | 0.8 | 0.8 | 0.8 | 0.8 | 0.8 | 0.8 | 0.8 | 0.8 | 0.8 | 0.8 | 0.8 | 0.8 | 0.8 | 0.8 | 0.8 | 0.8 | 0.8 | 0.8 | 0.8 | 0.8 | 0.8 | 0.8 | 0.8 | 0.8 | 0.8 | 0.8 | 0.8 | 0.8 | 0.8 | 0.8 | 0.8 | 0.8 | 0.8 | 0.8 | 0.8 | 0.8 | 0.8 | 0.8 | 0.8 | 0.8 | 0.8 | 0.8 | 0.8 | 0.8 | 0.8 | 0.8 | 0.8
Reference | 20_USA | POW_Gas_NEW_CCS_PP | IW1216 |  |  | 0.8 | 0.8 | 0.8 | 0.8 | 0.8 | 0.8 | 0.8 | 0.8 | 0.8 | 0.8 | 0.8 | 0.8 | 0.8 | 0.8 | 0.8 | 0.8 | 0.8 | 0.8 | 0.8 | 0.8 | 0.8 | 0.8 | 0.8 | 0.8 | 0.8 | 0.8 | 0.8 | 0.8 | 0.8 | 0.8 | 0.8 | 0.8 | 0.8 | 0.8 | 0.8 | 0.8 | 0.8 | 0.8 | 0.8 | 0.8 | 0.8 | 0.8 | 0.8 | 0.8 | 0.8 | 0.8 | 0.8 | 0.8 | 0.8 | 0.8 | 0.8 | 0.8 | 0.8 | 0.8
Reference | 20_USA | POW_Gas_NEW_CCS_PP | IW1620 |  |  | 0.8 | 0.8 | 0.8 | 0.8 | 0.8 | 0.8 | 0.8 | 0.8 | 0.8 | 0.8 | 0.8 | 0.8 | 0.8 | 0.8 | 0.8 | 0.8 | 0.8 | 0.8 | 0.8 | 0.8 | 0.8 | 0.8 | 0.8 | 0.8 | 0.8 | 0.8 | 0.8 | 0.8 | 0.8 | 0.8 | 0.8 | 0.8 | 0.8 | 0.8 | 0.8 | 0.8 | 0.8 | 0.8 | 0.8 | 0.8 | 0.8 | 0.8 | 0.8 | 0.8 | 0.8 | 0.8 | 0.8 | 0.8 | 0.8 | 0.8 | 0.8 | 0.8 | 0.8 | 0.8
Reference | 20_USA | POW_Gas_NEW_CCS_PP | IW2024 |  |  | 0.8 | 0.8 | 0.8 | 0.8 | 0.8 | 0.8 | 0.8 | 0.8 | 0.8 | 0.8 | 0.8 | 0.8 | 0.8 | 0.8 | 0.8 | 0.8 | 0.8 | 0.8 | 0.8 | 0.8 | 0.8 | 0.8 | 0.8 | 0.8 | 0.8 | 0.8 | 0.8 | 0.8 | 0.8 | 0.8 | 0.8 | 0.8 | 0.8 | 0.8 | 0.8 | 0.8 | 0.8 | 0.8 | 0.8 | 0.8 | 0.8 | 0.8 | 0.8 | 0.8 | 0.8 | 0.8 | 0.8 | 0.8 | 0.8 | 0.8 | 0.8 | 0.8 | 0.8 | 0.8
Reference | 20_USA | POW_Gas_NEW_CCS_PP | IH0004 |  |  | 0.8 | 0.8 | 0.8 | 0.8 | 0.8 | 0.8 | 0.8 | 0.8 | 0.8 | 0.8 | 0.8 | 0.8 | 0.8 | 0.8 | 0.8 | 0.8 | 0.8 | 0.8 | 0.8 | 0.8 | 0.8 | 0.8 | 0.8 | 0.8 | 0.8 | 0.8 | 0.8 | 0.8 | 0.8 | 0.8 | 0.8 | 0.8 | 0.8 | 0.8 | 0.8 | 0.8 | 0.8 | 0.8 | 0.8 | 0.8 | 0.8 | 0.8 | 0.8 | 0.8 | 0.8 | 0.8 | 0.8 | 0.8 | 0.8 | 0.8 | 0.8 | 0.8 | 0.8 | 0.8
Reference | 20_USA | POW_Gas_NEW_CCS_PP | IH0408 |  |  | 0.8 | 0.8 | 0.8 | 0.8 | 0.8 | 0.8 | 0.8 | 0.8 | 0.8 | 0.8 | 0.8 | 0.8 | 0.8 | 0.8 | 0.8 | 0.8 | 0.8 | 0.8 | 0.8 | 0.8 | 0.8 | 0.8 | 0.8 | 0.8 | 0.8 | 0.8 | 0.8 | 0.8 | 0.8 | 0.8 | 0.8 | 0.8 | 0.8 | 0.8 | 0.8 | 0.8 | 0.8 | 0.8 | 0.8 | 0.8 | 0.8 | 0.8 | 0.8 | 0.8 | 0.8 | 0.8 | 0.8 | 0.8 | 0.8 | 0.8 | 0.8 | 0.8 | 0.8 | 0.8
Reference | 20_USA | POW_Gas_NEW_CCS_PP | IH0812 |  |  | 0.8 | 0.8 | 0.8 | 0.8 | 0.8 | 0.8 | 0.8 | 0.8 | 0.8 | 0.8 | 0.8 | 0.8 | 0.8 | 0.8 | 0.8 | 0.8 | 0.8 | 0.8 | 0.8 | 0.8 | 0.8 | 0.8 | 0.8 | 0.8 | 0.8 | 0.8 | 0.8 | 0.8 | 0.8 | 0.8 | 0.8 | 0.8 | 0.8 | 0.8 | 0.8 | 0.8 | 0.8 | 0.8 | 0.8 | 0.8 | 0.8 | 0.8 | 0.8 | 0.8 | 0.8 | 0.8 | 0.8 | 0.8 | 0.8 | 0.8 | 0.8 | 0.8 | 0.8 | 0.8
Reference | 20_USA | POW_Gas_NEW_CCS_PP | IH1216 |  |  | 0.8 | 0.8 | 0.8 | 0.8 | 0.8 | 0.8 | 0.8 | 0.8 | 0.8 | 0.8 | 0.8 | 0.8 | 0.8 | 0.8 | 0.8 | 0.8 | 0.8 | 0.8 | 0.8 | 0.8 | 0.8 | 0.8 | 0.8 | 0.8 | 0.8 | 0.8 | 0.8 | 0.8 | 0.8 | 0.8 | 0.8 | 0.8 | 0.8 | 0.8 | 0.8 | 0.8 | 0.8 | 0.8 | 0.8 | 0.8 | 0.8 | 0.8 | 0.8 | 0.8 | 0.8 | 0.8 | 0.8 | 0.8 | 0.8 | 0.8 | 0.8 | 0.8 | 0.8 | 0.8
Reference | 20_USA | POW_Gas_NEW_CCS_PP | IH1620 |  |  | 0.8 | 0.8 | 0.8 | 0.8 | 0.8 | 0.8 | 0.8 | 0.8 | 0.8 | 0.8 | 0.8 | 0.8 | 0.8 | 0.8 | 0.8 | 0.8 | 0.8 | 0.8 | 0.8 | 0.8 | 0.8 | 0.8 | 0.8 | 0.8 | 0.8 | 0.8 | 0.8 | 0.8 | 0.8 | 0.8 | 0.8 | 0.8 | 0.8 | 0.8 | 0.8 | 0.8 | 0.8 | 0.8 | 0.8 | 0.8 | 0.8 | 0.8 | 0.8 | 0.8 | 0.8 | 0.8 | 0.8 | 0.8 | 0.8 | 0.8 | 0.8 | 0.8 | 0.8 | 0.8
Reference | 20_USA | POW_Gas_NEW_CCS_PP | IH2024 |  |  | 0.8 | 0.8 | 0.8 | 0.8 | 0.8 | 0.8 | 0.8 | 0.8 | 0.8 | 0.8 | 0.8 | 0.8 | 0.8 | 0.8 | 0.8 | 0.8 | 0.8 | 0.8 | 0.8 | 0.8 | 0.8 | 0.8 | 0.8 | 0.8 | 0.8 | 0.8 | 0.8 | 0.8 | 0.8 | 0.8 | 0.8 | 0.8 | 0.8 | 0.8 | 0.8 | 0.8 | 0.8 | 0.8 | 0.8 | 0.8 | 0.8 | 0.8 | 0.8 | 0.8 | 0.8 | 0.8 | 0.8 | 0.8 | 0.8 | 0.8 | 0.8 | 0.8 | 0.8 | 0.8
Reference | 20_USA | POW_Gas_NEW_CCS_PP | SW0004 |  |  | 0.8 | 0.8 | 0.8 | 0.8 | 0.8 | 0.8 | 0.8 | 0.8 | 0.8 | 0.8 | 0.8 | 0.8 | 0.8 | 0.8 | 0.8 | 0.8 | 0.8 | 0.8 | 0.8 | 0.8 | 0.8 | 0.8 | 0.8 | 0.8 | 0.8 | 0.8 | 0.8 | 0.8 | 0.8 | 0.8 | 0.8 | 0.8 | 0.8 | 0.8 | 0.8 | 0.8 | 0.8 | 0.8 | 0.8 | 0.8 | 0.8 | 0.8 | 0.8 | 0.8 | 0.8 | 0.8 | 0.8 | 0.8 | 0.8 | 0.8 | 0.8 | 0.8 | 0.8 | 0.8
Reference | 20_USA | POW_Gas_NEW_CCS_PP | SW0408 |  |  | 0.8 | 0.8 | 0.8 | 0.8 | 0.8 | 0.8 | 0.8 | 0.8 | 0.8 | 0.8 | 0.8 | 0.8 | 0.8 | 0.8 | 0.8 | 0.8 | 0.8 | 0.8 | 0.8 | 0.8 | 0.8 | 0.8 | 0.8 | 0.8 | 0.8 | 0.8 | 0.8 | 0.8 | 0.8 | 0.8 | 0.8 | 0.8 | 0.8 | 0.8 | 0.8 | 0.8 | 0.8 | 0.8 | 0.8 | 0.8 | 0.8 | 0.8 | 0.8 | 0.8 | 0.8 | 0.8 | 0.8 | 0.8 | 0.8 | 0.8 | 0.8 | 0.8 | 0.8 | 0.8
Reference | 20_USA | POW_Gas_NEW_CCS_PP | SW0812 |  |  | 0.8 | 0.8 | 0.8 | 0.8 | 0.8 | 0.8 | 0.8 | 0.8 | 0.8 | 0.8 | 0.8 | 0.8 | 0.8 | 0.8 | 0.8 | 0.8 | 0.8 | 0.8 | 0.8 | 0.8 | 0.8 | 0.8 | 0.8 | 0.8 | 0.8 | 0.8 | 0.8 | 0.8 | 0.8 | 0.8 | 0.8 | 0.8 | 0.8 | 0.8 | 0.8 | 0.8 | 0.8 | 0.8 | 0.8 | 0.8 | 0.8 | 0.8 | 0.8 | 0.8 | 0.8 | 0.8 | 0.8 | 0.8 | 0.8 | 0.8 | 0.8 | 0.8 | 0.8 | 0.8
Reference | 20_USA | POW_Gas_NEW_CCS_PP | SW1216 |  |  | 0.8 | 0.8 | 0.8 | 0.8 | 0.8 | 0.8 | 0.8 | 0.8 | 0.8 | 0.8 | 0.8 | 0.8 | 0.8 | 0.8 | 0.8 | 0.8 | 0.8 | 0.8 | 0.8 | 0.8 | 0.8 | 0.8 | 0.8 | 0.8 | 0.8 | 0.8 | 0.8 | 0.8 | 0.8 | 0.8 | 0.8 | 0.8 | 0.8 | 0.8 | 0.8 | 0.8 | 0.8 | 0.8 | 0.8 | 0.8 | 0.8 | 0.8 | 0.8 | 0.8 | 0.8 | 0.8 | 0.8 | 0.8 | 0.8 | 0.8 | 0.8 | 0.8 | 0.8 | 0.8
Reference | 20_USA | POW_Gas_NEW_CCS_PP | SW1620 |  |  | 0.8 | 0.8 | 0.8 | 0.8 | 0.8 | 0.8 | 0.8 | 0.8 | 0.8 | 0.8 | 0.8 | 0.8 | 0.8 | 0.8 | 0.8 | 0.8 | 0.8 | 0.8 | 0.8 | 0.8 | 0.8 | 0.8 | 0.8 | 0.8 | 0.8 | 0.8 | 0.8 | 0.8 | 0.8 | 0.8 | 0.8 | 0.8 | 0.8 | 0.8 | 0.8 | 0.8 | 0.8 | 0.8 | 0.8 | 0.8 | 0.8 | 0.8 | 0.8 | 0.8 | 0.8 | 0.8 | 0.8 | 0.8 | 0.8 | 0.8 | 0.8 | 0.8 | 0.8 | 0.8
Reference | 20_USA | POW_Gas_NEW_CCS_PP | SW2024 |  |  | 0.8 | 0.8 | 0.8 | 0.8 | 0.8 | 0.8 | 0.8 | 0.8 | 0.8 | 0.8 | 0.8 | 0.8 | 0.8 | 0.8 | 0.8 | 0.8 | 0.8 | 0.8 | 0.8 | 0.8 | 0.8 | 0.8 | 0.8 | 0.8 | 0.8 | 0.8 | 0.8 | 0.8 | 0.8 | 0.8 | 0.8 | 0.8 | 0.8 | 0.8 | 0.8 | 0.8 | 0.8 | 0.8 | 0.8 | 0.8 | 0.8 | 0.8 | 0.8 | 0.8 | 0.8 | 0.8 | 0.8 | 0.8 | 0.8 | 0.8 | 0.8 | 0.8 | 0.8 | 0.8
Reference | 20_USA | POW_Gas_NEW_CCS_PP | SH0004 |  |  | 0.8 | 0.8 | 0.8 | 0.8 | 0.8 | 0.8 | 0.8 | 0.8 | 0.8 | 0.8 | 0.8 | 0.8 | 0.8 | 0.8 | 0.8 | 0.8 | 0.8 | 0.8 | 0.8 | 0.8 | 0.8 | 0.8 | 0.8 | 0.8 | 0.8 | 0.8 | 0.8 | 0.8 | 0.8 | 0.8 | 0.8 | 0.8 | 0.8 | 0.8 | 0.8 | 0.8 | 0.8 | 0.8 | 0.8 | 0.8 | 0.8 | 0.8 | 0.8 | 0.8 | 0.8 | 0.8 | 0.8 | 0.8 | 0.8 | 0.8 | 0.8 | 0.8 | 0.8 | 0.8
Reference | 20_USA | POW_Gas_NEW_CCS_PP | SH0408 |  |  | 0.8 | 0.8 | 0.8 | 0.8 | 0.8 | 0.8 | 0.8 | 0.8 | 0.8 | 0.8 | 0.8 | 0.8 | 0.8 | 0.8 | 0.8 | 0.8 | 0.8 | 0.8 | 0.8 | 0.8 | 0.8 | 0.8 | 0.8 | 0.8 | 0.8 | 0.8 | 0.8 | 0.8 | 0.8 | 0.8 | 0.8 | 0.8 | 0.8 | 0.8 | 0.8 | 0.8 | 0.8 | 0.8 | 0.8 | 0.8 | 0.8 | 0.8 | 0.8 | 0.8 | 0.8 | 0.8 | 0.8 | 0.8 | 0.8 | 0.8 | 0.8 | 0.8 | 0.8 | 0.8
Reference | 20_USA | POW_Gas_NEW_CCS_PP | SH0812 |  |  | 0.8 | 0.8 | 0.8 | 0.8 | 0.8 | 0.8 | 0.8 | 0.8 | 0.8 | 0.8 | 0.8 | 0.8 | 0.8 | 0.8 | 0.8 | 0.8 | 0.8 | 0.8 | 0.8 | 0.8 | 0.8 | 0.8 | 0.8 | 0.8 | 0.8 | 0.8 | 0.8 | 0.8 | 0.8 | 0.8 | 0.8 | 0.8 | 0.8 | 0.8 | 0.8 | 0.8 | 0.8 | 0.8 | 0.8 | 0.8 | 0.8 | 0.8 | 0.8 | 0.8 | 0.8 | 0.8 | 0.8 | 0.8 | 0.8 | 0.8 | 0.8 | 0.8 | 0.8 | 0.8
Reference | 20_USA | POW_Gas_NEW_CCS_PP | SH1216 |  |  | 0.8 | 0.8 | 0.8 | 0.8 | 0.8 | 0.8 | 0.8 | 0.8 | 0.8 | 0.8 | 0.8 | 0.8 | 0.8 | 0.8 | 0.8 | 0.8 | 0.8 | 0.8 | 0.8 | 0.8 | 0.8 | 0.8 | 0.8 | 0.8 | 0.8 | 0.8 | 0.8 | 0.8 | 0.8 | 0.8 | 0.8 | 0.8 | 0.8 | 0.8 | 0.8 | 0.8 | 0.8 | 0.8 | 0.8 | 0.8 | 0.8 | 0.8 | 0.8 | 0.8 | 0.8 | 0.8 | 0.8 | 0.8 | 0.8 | 0.8 | 0.8 | 0.8 | 0.8 | 0.8
Reference | 20_USA | POW_Gas_NEW_CCS_PP | SH1620 |  |  | 0.8 | 0.8 | 0.8 | 0.8 | 0.8 | 0.8 | 0.8 | 0.8 | 0.8 | 0.8 | 0.8 | 0.8 | 0.8 | 0.8 | 0.8 | 0.8 | 0.8 | 0.8 | 0.8 | 0.8 | 0.8 | 0.8 | 0.8 | 0.8 | 0.8 | 0.8 | 0.8 | 0.8 | 0.8 | 0.8 | 0.8 | 0.8 | 0.8 | 0.8 | 0.8 | 0.8 | 0.8 | 0.8 | 0.8 | 0.8 | 0.8 | 0.8 | 0.8 | 0.8 | 0.8 | 0.8 | 0.8 | 0.8 | 0.8 | 0.8 | 0.8 | 0.8 | 0.8 | 0.8
Reference | 20_USA | POW_Gas_NEW_CCS_PP | SH2024 |  |  | 0.8 | 0.8 | 0.8 | 0.8 | 0.8 | 0.8 | 0.8 | 0.8 | 0.8 | 0.8 | 0.8 | 0.8 | 0.8 | 0.8 | 0.8 | 0.8 | 0.8 | 0.8 | 0.8 | 0.8 | 0.8 | 0.8 | 0.8 | 0.8 | 0.8 | 0.8 | 0.8 | 0.8 | 0.8 | 0.8 | 0.8 | 0.8 | 0.8 | 0.8 | 0.8 | 0.8 | 0.8 | 0.8 | 0.8 | 0.8 | 0.8 | 0.8 | 0.8 | 0.8 | 0.8 | 0.8 | 0.8 | 0.8 | 0.8 | 0.8 | 0.8 | 0.8 | 0.8 | 0.8
Reference | 20_USA | POW_Solid_Biomass_PP | WW0004 |  |  | 0.95406 | 0.92986 | 0.78146 | 0.71185 | 0.71185 | 0.71185 | 0.71185 | 0.71185 | 0.71185 | 0.71185 | 0.71185 | 0.71185 | 0.71185 | 0.71185 | 0.71185 | 0.71185 | 0.71185 | 0.71185 | 0.71185 | 0.71185 | 0.71185 | 0.71185 | 0.71185 | 0.71185 | 0.71185 | 0.71185 | 0.71185 | 0.71185 | 0.71185 | 0.71185 | 0.71185 | 0.71185 | 0.71185 | 0.71185 | 0.71185 | 0.71185 | 0.71185 | 0.71185 | 0.71185 | 0.71185 | 0.71185 | 0.71185 | 0.71185 | 0.71185 | 0.71185 | 0.71185 | 0.71185 | 0.71185 | 0.71185 | 0.71185 | 0.71185 | 0.71185 | 0.71185 | 0.71185
Reference | 20_USA | POW_Solid_Biomass_PP | WW0408 |  |  | 0.95406 | 0.92986 | 0.78146 | 0.71185 | 0.71185 | 0.71185 | 0.71185 | 0.71185 | 0.71185 | 0.71185 | 0.71185 | 0.71185 | 0.71185 | 0.71185 | 0.71185 | 0.71185 | 0.71185 | 0.71185 | 0.71185 | 0.71185 | 0.71185 | 0.71185 | 0.71185 | 0.71185 | 0.71185 | 0.71185 | 0.71185 | 0.71185 | 0.71185 | 0.71185 | 0.71185 | 0.71185 | 0.71185 | 0.71185 | 0.71185 | 0.71185 | 0.71185 | 0.71185 | 0.71185 | 0.71185 | 0.71185 | 0.71185 | 0.71185 | 0.71185 | 0.71185 | 0.71185 | 0.71185 | 0.71185 | 0.71185 | 0.71185 | 0.71185 | 0.71185 | 0.71185 | 0.71185
Reference | 20_USA | POW_Solid_Biomass_PP | WW0812 |  |  | 0.95406 | 0.92986 | 0.78146 | 0.71185 | 0.71185 | 0.71185 | 0.71185 | 0.71185 | 0.71185 | 0.71185 | 0.71185 | 0.71185 | 0.71185 | 0.71185 | 0.71185 | 0.71185 | 0.71185 | 0.71185 | 0.71185 | 0.71185 | 0.71185 | 0.71185 | 0.71185 | 0.71185 | 0.71185 | 0.71185 | 0.71185 | 0.71185 | 0.71185 | 0.71185 | 0.71185 | 0.71185 | 0.71185 | 0.71185 | 0.71185 | 0.71185 | 0.71185 | 0.71185 | 0.71185 | 0.71185 | 0.71185 | 0.71185 | 0.71185 | 0.71185 | 0.71185 | 0.71185 | 0.71185 | 0.71185 | 0.71185 | 0.71185 | 0.71185 | 0.71185 | 0.71185 | 0.71185
Reference | 20_USA | POW_Solid_Biomass_PP | WW1216 |  |  | 0.95406 | 0.92986 | 0.78146 | 0.71185 | 0.71185 | 0.71185 | 0.71185 | 0.71185 | 0.71185 | 0.71185 | 0.71185 | 0.71185 | 0.71185 | 0.71185 | 0.71185 | 0.71185 | 0.71185 | 0.71185 | 0.71185 | 0.71185 | 0.71185 | 0.71185 | 0.71185 | 0.71185 | 0.71185 | 0.71185 | 0.71185 | 0.71185 | 0.71185 | 0.71185 | 0.71185 | 0.71185 | 0.71185 | 0.71185 | 0.71185 | 0.71185 | 0.71185 | 0.71185 | 0.71185 | 0.71185 | 0.71185 | 0.71185 | 0.71185 | 0.71185 | 0.71185 | 0.71185 | 0.71185 | 0.71185 | 0.71185 | 0.71185 | 0.71185 | 0.71185 | 0.71185 | 0.71185
Reference | 20_USA | POW_Solid_Biomass_PP | WW1620 |  |  | 0.95406 | 0.92986 | 0.78146 | 0.71185 | 0.71185 | 0.71185 | 0.71185 | 0.71185 | 0.71185 | 0.71185 | 0.71185 | 0.71185 | 0.71185 | 0.71185 | 0.71185 | 0.71185 | 0.71185 | 0.71185 | 0.71185 | 0.71185 | 0.71185 | 0.71185 | 0.71185 | 0.71185 | 0.71185 | 0.71185 | 0.71185 | 0.71185 | 0.71185 | 0.71185 | 0.71185 | 0.71185 | 0.71185 | 0.71185 | 0.71185 | 0.71185 | 0.71185 | 0.71185 | 0.71185 | 0.71185 | 0.71185 | 0.71185 | 0.71185 | 0.71185 | 0.71185 | 0.71185 | 0.71185 | 0.71185 | 0.71185 | 0.71185 | 0.71185 | 0.71185 | 0.71185 | 0.71185
Reference | 20_USA | POW_Solid_Biomass_PP | WW2024 |  |  | 0.95406 | 0.92986 | 0.78146 | 0.71185 | 0.71185 | 0.71185 | 0.71185 | 0.71185 | 0.71185 | 0.71185 | 0.71185 | 0.71185 | 0.71185 | 0.71185 | 0.71185 | 0.71185 | 0.71185 | 0.71185 | 0.71185 | 0.71185 | 0.71185 | 0.71185 | 0.71185 | 0.71185 | 0.71185 | 0.71185 | 0.71185 | 0.71185 | 0.71185 | 0.71185 | 0.71185 | 0.71185 | 0.71185 | 0.71185 | 0.71185 | 0.71185 | 0.71185 | 0.71185 | 0.71185 | 0.71185 | 0.71185 | 0.71185 | 0.71185 | 0.71185 | 0.71185 | 0.71185 | 0.71185 | 0.71185 | 0.71185 | 0.71185 | 0.71185 | 0.71185 | 0.71185 | 0.71185
Reference | 20_USA | POW_Solid_Biomass_PP | WH0004 |  |  | 0.95406 | 0.92986 | 0.78146 | 0.71185 | 0.71185 | 0.71185 | 0.71185 | 0.71185 | 0.71185 | 0.71185 | 0.71185 | 0.71185 | 0.71185 | 0.71185 | 0.71185 | 0.71185 | 0.71185 | 0.71185 | 0.71185 | 0.71185 | 0.71185 | 0.71185 | 0.71185 | 0.71185 | 0.71185 | 0.71185 | 0.71185 | 0.71185 | 0.71185 | 0.71185 | 0.71185 | 0.71185 | 0.71185 | 0.71185 | 0.71185 | 0.71185 | 0.71185 | 0.71185 | 0.71185 | 0.71185 | 0.71185 | 0.71185 | 0.71185 | 0.71185 | 0.71185 | 0.71185 | 0.71185 | 0.71185 | 0.71185 | 0.71185 | 0.71185 | 0.71185 | 0.71185 | 0.71185
Reference | 20_USA | POW_Solid_Biomass_PP | WH0408 |  |  | 0.95406 | 0.92986 | 0.78146 | 0.71185 | 0.71185 | 0.71185 | 0.71185 | 0.71185 | 0.71185 | 0.71185 | 0.71185 | 0.71185 | 0.71185 | 0.71185 | 0.71185 | 0.71185 | 0.71185 | 0.71185 | 0.71185 | 0.71185 | 0.71185 | 0.71185 | 0.71185 | 0.71185 | 0.71185 | 0.71185 | 0.71185 | 0.71185 | 0.71185 | 0.71185 | 0.71185 | 0.71185 | 0.71185 | 0.71185 | 0.71185 | 0.71185 | 0.71185 | 0.71185 | 0.71185 | 0.71185 | 0.71185 | 0.71185 | 0.71185 | 0.71185 | 0.71185 | 0.71185 | 0.71185 | 0.71185 | 0.71185 | 0.71185 | 0.71185 | 0.71185 | 0.71185 | 0.71185
Reference | 20_USA | POW_Solid_Biomass_PP | WH0812 |  |  | 0.95406 | 0.92986 | 0.78146 | 0.71185 | 0.71185 | 0.71185 | 0.71185 | 0.71185 | 0.71185 | 0.71185 | 0.71185 | 0.71185 | 0.71185 | 0.71185 | 0.71185 | 0.71185 | 0.71185 | 0.71185 | 0.71185 | 0.71185 | 0.71185 | 0.71185 | 0.71185 | 0.71185 | 0.71185 | 0.71185 | 0.71185 | 0.71185 | 0.71185 | 0.71185 | 0.71185 | 0.71185 | 0.71185 | 0.71185 | 0.71185 | 0.71185 | 0.71185 | 0.71185 | 0.71185 | 0.71185 | 0.71185 | 0.71185 | 0.71185 | 0.71185 | 0.71185 | 0.71185 | 0.71185 | 0.71185 | 0.71185 | 0.71185 | 0.71185 | 0.71185 | 0.71185 | 0.71185
Reference | 20_USA | POW_Solid_Biomass_PP | WH1216 |  |  | 0.95406 | 0.92986 | 0.78146 | 0.71185 | 0.71185 | 0.71185 | 0.71185 | 0.71185 | 0.71185 | 0.71185 | 0.71185 | 0.71185 | 0.71185 | 0.71185 | 0.71185 | 0.71185 | 0.71185 | 0.71185 | 0.71185 | 0.71185 | 0.71185 | 0.71185 | 0.71185 | 0.71185 | 0.71185 | 0.71185 | 0.71185 | 0.71185 | 0.71185 | 0.71185 | 0.71185 | 0.71185 | 0.71185 | 0.71185 | 0.71185 | 0.71185 | 0.71185 | 0.71185 | 0.71185 | 0.71185 | 0.71185 | 0.71185 | 0.71185 | 0.71185 | 0.71185 | 0.71185 | 0.71185 | 0.71185 | 0.71185 | 0.71185 | 0.71185 | 0.71185 | 0.71185 | 0.71185
Reference | 20_USA | POW_Solid_Biomass_PP | WH1620 |  |  | 0.95406 | 0.92986 | 0.78146 | 0.71185 | 0.71185 | 0.71185 | 0.71185 | 0.71185 | 0.71185 | 0.71185 | 0.71185 | 0.71185 | 0.71185 | 0.71185 | 0.71185 | 0.71185 | 0.71185 | 0.71185 | 0.71185 | 0.71185 | 0.71185 | 0.71185 | 0.71185 | 0.71185 | 0.71185 | 0.71185 | 0.71185 | 0.71185 | 0.71185 | 0.71185 | 0.71185 | 0.71185 | 0.71185 | 0.71185 | 0.71185 | 0.71185 | 0.71185 | 0.71185 | 0.71185 | 0.71185 | 0.71185 | 0.71185 | 0.71185 | 0.71185 | 0.71185 | 0.71185 | 0.71185 | 0.71185 | 0.71185 | 0.71185 | 0.71185 | 0.71185 | 0.71185 | 0.71185
Reference | 20_USA | POW_Solid_Biomass_PP | WH2024 |  |  | 0.95406 | 0.92986 | 0.78146 | 0.71185 | 0.71185 | 0.71185 | 0.71185 | 0.71185 | 0.71185 | 0.71185 | 0.71185 | 0.71185 | 0.71185 | 0.71185 | 0.71185 | 0.71185 | 0.71185 | 0.71185 | 0.71185 | 0.71185 | 0.71185 | 0.71185 | 0.71185 | 0.71185 | 0.71185 | 0.71185 | 0.71185 | 0.71185 | 0.71185 | 0.71185 | 0.71185 | 0.71185 | 0.71185 | 0.71185 | 0.71185 | 0.71185 | 0.71185 | 0.71185 | 0.71185 | 0.71185 | 0.71185 | 0.71185 | 0.71185 | 0.71185 | 0.71185 | 0.71185 | 0.71185 | 0.71185 | 0.71185 | 0.71185 | 0.71185 | 0.71185 | 0.71185 | 0.71185
Reference | 20_USA | POW_Solid_Biomass_PP | IW0004 |  |  | 0.95406 | 0.92986 | 0.78146 | 0.71185 | 0.71185 | 0.71185 | 0.71185 | 0.71185 | 0.71185 | 0.71185 | 0.71185 | 0.71185 | 0.71185 | 0.71185 | 0.71185 | 0.71185 | 0.71185 | 0.71185 | 0.71185 | 0.71185 | 0.71185 | 0.71185 | 0.71185 | 0.71185 | 0.71185 | 0.71185 | 0.71185 | 0.71185 | 0.71185 | 0.71185 | 0.71185 | 0.71185 | 0.71185 | 0.71185 | 0.71185 | 0.71185 | 0.71185 | 0.71185 | 0.71185 | 0.71185 | 0.71185 | 0.71185 | 0.71185 | 0.71185 | 0.71185 | 0.71185 | 0.71185 | 0.71185 | 0.71185 | 0.71185 | 0.71185 | 0.71185 | 0.71185 | 0.71185
Reference | 20_USA | POW_Solid_Biomass_PP | IW0408 |  |  | 0.95406 | 0.92986 | 0.78146 | 0.71185 | 0.71185 | 0.71185 | 0.71185 | 0.71185 | 0.71185 | 0.71185 | 0.71185 | 0.71185 | 0.71185 | 0.71185 | 0.71185 | 0.71185 | 0.71185 | 0.71185 | 0.71185 | 0.71185 | 0.71185 | 0.71185 | 0.71185 | 0.71185 | 0.71185 | 0.71185 | 0.71185 | 0.71185 | 0.71185 | 0.71185 | 0.71185 | 0.71185 | 0.71185 | 0.71185 | 0.71185 | 0.71185 | 0.71185 | 0.71185 | 0.71185 | 0.71185 | 0.71185 | 0.71185 | 0.71185 | 0.71185 | 0.71185 | 0.71185 | 0.71185 | 0.71185 | 0.71185 | 0.71185 | 0.71185 | 0.71185 | 0.71185 | 0.71185
Reference | 20_USA | POW_Solid_Biomass_PP | IW0812 |  |  | 0.95406 | 0.92986 | 0.78146 | 0.71185 | 0.71185 | 0.71185 | 0.71185 | 0.71185 | 0.71185 | 0.71185 | 0.71185 | 0.71185 | 0.71185 | 0.71185 | 0.71185 | 0.71185 | 0.71185 | 0.71185 | 0.71185 | 0.71185 | 0.71185 | 0.71185 | 0.71185 | 0.71185 | 0.71185 | 0.71185 | 0.71185 | 0.71185 | 0.71185 | 0.71185 | 0.71185 | 0.71185 | 0.71185 | 0.71185 | 0.71185 | 0.71185 | 0.71185 | 0.71185 | 0.71185 | 0.71185 | 0.71185 | 0.71185 | 0.71185 | 0.71185 | 0.71185 | 0.71185 | 0.71185 | 0.71185 | 0.71185 | 0.71185 | 0.71185 | 0.71185 | 0.71185 | 0.71185
Reference | 20_USA | POW_Solid_Biomass_PP | IW1216 |  |  | 0.95406 | 0.92986 | 0.78146 | 0.71185 | 0.71185 | 0.71185 | 0.71185 | 0.71185 | 0.71185 | 0.71185 | 0.71185 | 0.71185 | 0.71185 | 0.71185 | 0.71185 | 0.71185 | 0.71185 | 0.71185 | 0.71185 | 0.71185 | 0.71185 | 0.71185 | 0.71185 | 0.71185 | 0.71185 | 0.71185 | 0.71185 | 0.71185 | 0.71185 | 0.71185 | 0.71185 | 0.71185 | 0.71185 | 0.71185 | 0.71185 | 0.71185 | 0.71185 | 0.71185 | 0.71185 | 0.71185 | 0.71185 | 0.71185 | 0.71185 | 0.71185 | 0.71185 | 0.71185 | 0.71185 | 0.71185 | 0.71185 | 0.71185 | 0.71185 | 0.71185 | 0.71185 | 0.71185
Reference | 20_USA | POW_Solid_Biomass_PP | IW1620 |  |  | 0.95406 | 0.92986 | 0.78146 | 0.71185 | 0.71185 | 0.71185 | 0.71185 | 0.71185 | 0.71185 | 0.71185 | 0.71185 | 0.71185 | 0.71185 | 0.71185 | 0.71185 | 0.71185 | 0.71185 | 0.71185 | 0.71185 | 0.71185 | 0.71185 | 0.71185 | 0.71185 | 0.71185 | 0.71185 | 0.71185 | 0.71185 | 0.71185 | 0.71185 | 0.71185 | 0.71185 | 0.71185 | 0.71185 | 0.71185 | 0.71185 | 0.71185 | 0.71185 | 0.71185 | 0.71185 | 0.71185 | 0.71185 | 0.71185 | 0.71185 | 0.71185 | 0.71185 | 0.71185 | 0.71185 | 0.71185 | 0.71185 | 0.71185 | 0.71185 | 0.71185 | 0.71185 | 0.71185
Reference | 20_USA | POW_Solid_Biomass_PP | IW2024 |  |  | 0.95406 | 0.92986 | 0.78146 | 0.71185 | 0.71185 | 0.71185 | 0.71185 | 0.71185 | 0.71185 | 0.71185 | 0.71185 | 0.71185 | 0.71185 | 0.71185 | 0.71185 | 0.71185 | 0.71185 | 0.71185 | 0.71185 | 0.71185 | 0.71185 | 0.71185 | 0.71185 | 0.71185 | 0.71185 | 0.71185 | 0.71185 | 0.71185 | 0.71185 | 0.71185 | 0.71185 | 0.71185 | 0.71185 | 0.71185 | 0.71185 | 0.71185 | 0.71185 | 0.71185 | 0.71185 | 0.71185 | 0.71185 | 0.71185 | 0.71185 | 0.71185 | 0.71185 | 0.71185 | 0.71185 | 0.71185 | 0.71185 | 0.71185 | 0.71185 | 0.71185 | 0.71185 | 0.71185
Reference | 20_USA | POW_Solid_Biomass_PP | IH0004 |  |  | 0.95406 | 0.92986 | 0.78146 | 0.71185 | 0.71185 | 0.71185 | 0.71185 | 0.71185 | 0.71185 | 0.71185 | 0.71185 | 0.71185 | 0.71185 | 0.71185 | 0.71185 | 0.71185 | 0.71185 | 0.71185 | 0.71185 | 0.71185 | 0.71185 | 0.71185 | 0.71185 | 0.71185 | 0.71185 | 0.71185 | 0.71185 | 0.71185 | 0.71185 | 0.71185 | 0.71185 | 0.71185 | 0.71185 | 0.71185 | 0.71185 | 0.71185 | 0.71185 | 0.71185 | 0.71185 | 0.71185 | 0.71185 | 0.71185 | 0.71185 | 0.71185 | 0.71185 | 0.71185 | 0.71185 | 0.71185 | 0.71185 | 0.71185 | 0.71185 | 0.71185 | 0.71185 | 0.71185
Reference | 20_USA | POW_Solid_Biomass_PP | IH0408 |  |  | 0.95406 | 0.92986 | 0.78146 | 0.71185 | 0.71185 | 0.71185 | 0.71185 | 0.71185 | 0.71185 | 0.71185 | 0.71185 | 0.71185 | 0.71185 | 0.71185 | 0.71185 | 0.71185 | 0.71185 | 0.71185 | 0.71185 | 0.71185 | 0.71185 | 0.71185 | 0.71185 | 0.71185 | 0.71185 | 0.71185 | 0.71185 | 0.71185 | 0.71185 | 0.71185 | 0.71185 | 0.71185 | 0.71185 | 0.71185 | 0.71185 | 0.71185 | 0.71185 | 0.71185 | 0.71185 | 0.71185 | 0.71185 | 0.71185 | 0.71185 | 0.71185 | 0.71185 | 0.71185 | 0.71185 | 0.71185 | 0.71185 | 0.71185 | 0.71185 | 0.71185 | 0.71185 | 0.71185
Reference | 20_USA | POW_Solid_Biomass_PP | IH0812 |  |  | 0.95406 | 0.92986 | 0.78146 | 0.71185 | 0.71185 | 0.71185 | 0.71185 | 0.71185 | 0.71185 | 0.71185 | 0.71185 | 0.71185 | 0.71185 | 0.71185 | 0.71185 | 0.71185 | 0.71185 | 0.71185 | 0.71185 | 0.71185 | 0.71185 | 0.71185 | 0.71185 | 0.71185 | 0.71185 | 0.71185 | 0.71185 | 0.71185 | 0.71185 | 0.71185 | 0.71185 | 0.71185 | 0.71185 | 0.71185 | 0.71185 | 0.71185 | 0.71185 | 0.71185 | 0.71185 | 0.71185 | 0.71185 | 0.71185 | 0.71185 | 0.71185 | 0.71185 | 0.71185 | 0.71185 | 0.71185 | 0.71185 | 0.71185 | 0.71185 | 0.71185 | 0.71185 | 0.71185
Reference | 20_USA | POW_Solid_Biomass_PP | IH1216 |  |  | 0.95406 | 0.92986 | 0.78146 | 0.71185 | 0.71185 | 0.71185 | 0.71185 | 0.71185 | 0.71185 | 0.71185 | 0.71185 | 0.71185 | 0.71185 | 0.71185 | 0.71185 | 0.71185 | 0.71185 | 0.71185 | 0.71185 | 0.71185 | 0.71185 | 0.71185 | 0.71185 | 0.71185 | 0.71185 | 0.71185 | 0.71185 | 0.71185 | 0.71185 | 0.71185 | 0.71185 | 0.71185 | 0.71185 | 0.71185 | 0.71185 | 0.71185 | 0.71185 | 0.71185 | 0.71185 | 0.71185 | 0.71185 | 0.71185 | 0.71185 | 0.71185 | 0.71185 | 0.71185 | 0.71185 | 0.71185 | 0.71185 | 0.71185 | 0.71185 | 0.71185 | 0.71185 | 0.71185
Reference | 20_USA | POW_Solid_Biomass_PP | IH1620 |  |  | 0.95406 | 0.92986 | 0.78146 | 0.71185 | 0.71185 | 0.71185 | 0.71185 | 0.71185 | 0.71185 | 0.71185 | 0.71185 | 0.71185 | 0.71185 | 0.71185 | 0.71185 | 0.71185 | 0.71185 | 0.71185 | 0.71185 | 0.71185 | 0.71185 | 0.71185 | 0.71185 | 0.71185 | 0.71185 | 0.71185 | 0.71185 | 0.71185 | 0.71185 | 0.71185 | 0.71185 | 0.71185 | 0.71185 | 0.71185 | 0.71185 | 0.71185 | 0.71185 | 0.71185 | 0.71185 | 0.71185 | 0.71185 | 0.71185 | 0.71185 | 0.71185 | 0.71185 | 0.71185 | 0.71185 | 0.71185 | 0.71185 | 0.71185 | 0.71185 | 0.71185 | 0.71185 | 0.71185
Reference | 20_USA | POW_Solid_Biomass_PP | IH2024 |  |  | 0.95406 | 0.92986 | 0.78146 | 0.71185 | 0.71185 | 0.71185 | 0.71185 | 0.71185 | 0.71185 | 0.71185 | 0.71185 | 0.71185 | 0.71185 | 0.71185 | 0.71185 | 0.71185 | 0.71185 | 0.71185 | 0.71185 | 0.71185 | 0.71185 | 0.71185 | 0.71185 | 0.71185 | 0.71185 | 0.71185 | 0.71185 | 0.71185 | 0.71185 | 0.71185 | 0.71185 | 0.71185 | 0.71185 | 0.71185 | 0.71185 | 0.71185 | 0.71185 | 0.71185 | 0.71185 | 0.71185 | 0.71185 | 0.71185 | 0.71185 | 0.71185 | 0.71185 | 0.71185 | 0.71185 | 0.71185 | 0.71185 | 0.71185 | 0.71185 | 0.71185 | 0.71185 | 0.71185
Reference | 20_USA | POW_Solid_Biomass_PP | SW0004 |  |  | 0.95406 | 0.92986 | 0.78146 | 0.71185 | 0.71185 | 0.71185 | 0.71185 | 0.71185 | 0.71185 | 0.71185 | 0.71185 | 0.71185 | 0.71185 | 0.71185 | 0.71185 | 0.71185 | 0.71185 | 0.71185 | 0.71185 | 0.71185 | 0.71185 | 0.71185 | 0.71185 | 0.71185 | 0.71185 | 0.71185 | 0.71185 | 0.71185 | 0.71185 | 0.71185 | 0.71185 | 0.71185 | 0.71185 | 0.71185 | 0.71185 | 0.71185 | 0.71185 | 0.71185 | 0.71185 | 0.71185 | 0.71185 | 0.71185 | 0.71185 | 0.71185 | 0.71185 | 0.71185 | 0.71185 | 0.71185 | 0.71185 | 0.71185 | 0.71185 | 0.71185 | 0.71185 | 0.71185
Reference | 20_USA | POW_Solid_Biomass_PP | SW0408 |  |  | 0.95406 | 0.92986 | 0.78146 | 0.71185 | 0.71185 | 0.71185 | 0.71185 | 0.71185 | 0.71185 | 0.71185 | 0.71185 | 0.71185 | 0.71185 | 0.71185 | 0.71185 | 0.71185 | 0.71185 | 0.71185 | 0.71185 | 0.71185 | 0.71185 | 0.71185 | 0.71185 | 0.71185 | 0.71185 | 0.71185 | 0.71185 | 0.71185 | 0.71185 | 0.71185 | 0.71185 | 0.71185 | 0.71185 | 0.71185 | 0.71185 | 0.71185 | 0.71185 | 0.71185 | 0.71185 | 0.71185 | 0.71185 | 0.71185 | 0.71185 | 0.71185 | 0.71185 | 0.71185 | 0.71185 | 0.71185 | 0.71185 | 0.71185 | 0.71185 | 0.71185 | 0.71185 | 0.71185
Reference | 20_USA | POW_Solid_Biomass_PP | SW0812 |  |  | 0.95406 | 0.92986 | 0.78146 | 0.71185 | 0.71185 | 0.71185 | 0.71185 | 0.71185 | 0.71185 | 0.71185 | 0.71185 | 0.71185 | 0.71185 | 0.71185 | 0.71185 | 0.71185 | 0.71185 | 0.71185 | 0.71185 | 0.71185 | 0.71185 | 0.71185 | 0.71185 | 0.71185 | 0.71185 | 0.71185 | 0.71185 | 0.71185 | 0.71185 | 0.71185 | 0.71185 | 0.71185 | 0.71185 | 0.71185 | 0.71185 | 0.71185 | 0.71185 | 0.71185 | 0.71185 | 0.71185 | 0.71185 | 0.71185 | 0.71185 | 0.71185 | 0.71185 | 0.71185 | 0.71185 | 0.71185 | 0.71185 | 0.71185 | 0.71185 | 0.71185 | 0.71185 | 0.71185
Reference | 20_USA | POW_Solid_Biomass_PP | SW1216 |  |  | 0.95406 | 0.92986 | 0.78146 | 0.71185 | 0.71185 | 0.71185 | 0.71185 | 0.71185 | 0.71185 | 0.71185 | 0.71185 | 0.71185 | 0.71185 | 0.71185 | 0.71185 | 0.71185 | 0.71185 | 0.71185 | 0.71185 | 0.71185 | 0.71185 | 0.71185 | 0.71185 | 0.71185 | 0.71185 | 0.71185 | 0.71185 | 0.71185 | 0.71185 | 0.71185 | 0.71185 | 0.71185 | 0.71185 | 0.71185 | 0.71185 | 0.71185 | 0.71185 | 0.71185 | 0.71185 | 0.71185 | 0.71185 | 0.71185 | 0.71185 | 0.71185 | 0.71185 | 0.71185 | 0.71185 | 0.71185 | 0.71185 | 0.71185 | 0.71185 | 0.71185 | 0.71185 | 0.71185
Reference | 20_USA | POW_Solid_Biomass_PP | SW1620 |  |  | 0.95406 | 0.92986 | 0.78146 | 0.71185 | 0.71185 | 0.71185 | 0.71185 | 0.71185 | 0.71185 | 0.71185 | 0.71185 | 0.71185 | 0.71185 | 0.71185 | 0.71185 | 0.71185 | 0.71185 | 0.71185 | 0.71185 | 0.71185 | 0.71185 | 0.71185 | 0.71185 | 0.71185 | 0.71185 | 0.71185 | 0.71185 | 0.71185 | 0.71185 | 0.71185 | 0.71185 | 0.71185 | 0.71185 | 0.71185 | 0.71185 | 0.71185 | 0.71185 | 0.71185 | 0.71185 | 0.71185 | 0.71185 | 0.71185 | 0.71185 | 0.71185 | 0.71185 | 0.71185 | 0.71185 | 0.71185 | 0.71185 | 0.71185 | 0.71185 | 0.71185 | 0.71185 | 0.71185
Reference | 20_USA | POW_Solid_Biomass_PP | SW2024 |  |  | 0.95406 | 0.92986 | 0.78146 | 0.71185 | 0.71185 | 0.71185 | 0.71185 | 0.71185 | 0.71185 | 0.71185 | 0.71185 | 0.71185 | 0.71185 | 0.71185 | 0.71185 | 0.71185 | 0.71185 | 0.71185 | 0.71185 | 0.71185 | 0.71185 | 0.71185 | 0.71185 | 0.71185 | 0.71185 | 0.71185 | 0.71185 | 0.71185 | 0.71185 | 0.71185 | 0.71185 | 0.71185 | 0.71185 | 0.71185 | 0.71185 | 0.71185 | 0.71185 | 0.71185 | 0.71185 | 0.71185 | 0.71185 | 0.71185 | 0.71185 | 0.71185 | 0.71185 | 0.71185 | 0.71185 | 0.71185 | 0.71185 | 0.71185 | 0.71185 | 0.71185 | 0.71185 | 0.71185
Reference | 20_USA | POW_Solid_Biomass_PP | SH0004 |  |  | 0.95406 | 0.92986 | 0.78146 | 0.71185 | 0.71185 | 0.71185 | 0.71185 | 0.71185 | 0.71185 | 0.71185 | 0.71185 | 0.71185 | 0.71185 | 0.71185 | 0.71185 | 0.71185 | 0.71185 | 0.71185 | 0.71185 | 0.71185 | 0.71185 | 0.71185 | 0.71185 | 0.71185 | 0.71185 | 0.71185 | 0.71185 | 0.71185 | 0.71185 | 0.71185 | 0.71185 | 0.71185 | 0.71185 | 0.71185 | 0.71185 | 0.71185 | 0.71185 | 0.71185 | 0.71185 | 0.71185 | 0.71185 | 0.71185 | 0.71185 | 0.71185 | 0.71185 | 0.71185 | 0.71185 | 0.71185 | 0.71185 | 0.71185 | 0.71185 | 0.71185 | 0.71185 | 0.71185
Reference | 20_USA | POW_Solid_Biomass_PP | SH0408 |  |  | 0.95406 | 0.92986 | 0.78146 | 0.71185 | 0.71185 | 0.71185 | 0.71185 | 0.71185 | 0.71185 | 0.71185 | 0.71185 | 0.71185 | 0.71185 | 0.71185 | 0.71185 | 0.71185 | 0.71185 | 0.71185 | 0.71185 | 0.71185 | 0.71185 | 0.71185 | 0.71185 | 0.71185 | 0.71185 | 0.71185 | 0.71185 | 0.71185 | 0.71185 | 0.71185 | 0.71185 | 0.71185 | 0.71185 | 0.71185 | 0.71185 | 0.71185 | 0.71185 | 0.71185 | 0.71185 | 0.71185 | 0.71185 | 0.71185 | 0.71185 | 0.71185 | 0.71185 | 0.71185 | 0.71185 | 0.71185 | 0.71185 | 0.71185 | 0.71185 | 0.71185 | 0.71185 | 0.71185
Reference | 20_USA | POW_Solid_Biomass_PP | SH0812 |  |  | 0.95406 | 0.92986 | 0.78146 | 0.71185 | 0.71185 | 0.71185 | 0.71185 | 0.71185 | 0.71185 | 0.71185 | 0.71185 | 0.71185 | 0.71185 | 0.71185 | 0.71185 | 0.71185 | 0.71185 | 0.71185 | 0.71185 | 0.71185 | 0.71185 | 0.71185 | 0.71185 | 0.71185 | 0.71185 | 0.71185 | 0.71185 | 0.71185 | 0.71185 | 0.71185 | 0.71185 | 0.71185 | 0.71185 | 0.71185 | 0.71185 | 0.71185 | 0.71185 | 0.71185 | 0.71185 | 0.71185 | 0.71185 | 0.71185 | 0.71185 | 0.71185 | 0.71185 | 0.71185 | 0.71185 | 0.71185 | 0.71185 | 0.71185 | 0.71185 | 0.71185 | 0.71185 | 0.71185
Reference | 20_USA | POW_Solid_Biomass_PP | SH1216 |  |  | 0.95406 | 0.92986 | 0.78146 | 0.71185 | 0.71185 | 0.71185 | 0.71185 | 0.71185 | 0.71185 | 0.71185 | 0.71185 | 0.71185 | 0.71185 | 0.71185 | 0.71185 | 0.71185 | 0.71185 | 0.71185 | 0.71185 | 0.71185 | 0.71185 | 0.71185 | 0.71185 | 0.71185 | 0.71185 | 0.71185 | 0.71185 | 0.71185 | 0.71185 | 0.71185 | 0.71185 | 0.71185 | 0.71185 | 0.71185 | 0.71185 | 0.71185 | 0.71185 | 0.71185 | 0.71185 | 0.71185 | 0.71185 | 0.71185 | 0.71185 | 0.71185 | 0.71185 | 0.71185 | 0.71185 | 0.71185 | 0.71185 | 0.71185 | 0.71185 | 0.71185 | 0.71185 | 0.71185
Reference | 20_USA | POW_Solid_Biomass_PP | SH1620 |  |  | 0.95406 | 0.92986 | 0.78146 | 0.71185 | 0.71185 | 0.71185 | 0.71185 | 0.71185 | 0.71185 | 0.71185 | 0.71185 | 0.71185 | 0.71185 | 0.71185 | 0.71185 | 0.71185 | 0.71185 | 0.71185 | 0.71185 | 0.71185 | 0.71185 | 0.71185 | 0.71185 | 0.71185 | 0.71185 | 0.71185 | 0.71185 | 0.71185 | 0.71185 | 0.71185 | 0.71185 | 0.71185 | 0.71185 | 0.71185 | 0.71185 | 0.71185 | 0.71185 | 0.71185 | 0.71185 | 0.71185 | 0.71185 | 0.71185 | 0.71185 | 0.71185 | 0.71185 | 0.71185 | 0.71185 | 0.71185 | 0.71185 | 0.71185 | 0.71185 | 0.71185 | 0.71185 | 0.71185
Reference | 20_USA | POW_Solid_Biomass_PP | SH2024 |  |  | 0.95406 | 0.92986 | 0.78146 | 0.71185 | 0.71185 | 0.71185 | 0.71185 | 0.71185 | 0.71185 | 0.71185 | 0.71185 | 0.71185 | 0.71185 | 0.71185 | 0.71185 | 0.71185 | 0.71185 | 0.71185 | 0.71185 | 0.71185 | 0.71185 | 0.71185 | 0.71185 | 0.71185 | 0.71185 | 0.71185 | 0.71185 | 0.71185 | 0.71185 | 0.71185 | 0.71185 | 0.71185 | 0.71185 | 0.71185 | 0.71185 | 0.71185 | 0.71185 | 0.71185 | 0.71185 | 0.71185 | 0.71185 | 0.71185 | 0.71185 | 0.71185 | 0.71185 | 0.71185 | 0.71185 | 0.71185 | 0.71185 | 0.71185 | 0.71185 | 0.71185 | 0.71185 | 0.71185
Reference | 20_USA | POW_Other_PP | WW0004 |  |  | 0.41853 | 0.47952 | 0.49926 | 0.51086 | 0.51086 | 0.51086 | 0.51086 | 0.51086 | 0.51086 | 0.51086 | 0.51086 | 0.51086 | 0.51086 | 0.51086 | 0.51086 | 0.51086 | 0.51086 | 0.51086 | 0.51086 | 0.51086 | 0.51086 | 0.51086 | 0.51086 | 0.51086 | 0.51086 | 0.51086 | 0.51086 | 0.51086 | 0.51086 | 0.51086 | 0.51086 | 0.51086 | 0.51086 | 0.51086 | 0.51086 | 0.51086 | 0.51086 | 0.51086 | 0.51086 | 0.51086 | 0.51086 | 0.51086 | 0.51086 | 0.51086 | 0.51086 | 0.51086 | 0.51086 | 0.51086 | 0.51086 | 0.51086 | 0.51086 | 0.51086 | 0.51086 | 0.51086
Reference | 20_USA | POW_Other_PP | WW0408 |  |  | 0.41853 | 0.47952 | 0.49926 | 0.51086 | 0.51086 | 0.51086 | 0.51086 | 0.51086 | 0.51086 | 0.51086 | 0.51086 | 0.51086 | 0.51086 | 0.51086 | 0.51086 | 0.51086 | 0.51086 | 0.51086 | 0.51086 | 0.51086 | 0.51086 | 0.51086 | 0.51086 | 0.51086 | 0.51086 | 0.51086 | 0.51086 | 0.51086 | 0.51086 | 0.51086 | 0.51086 | 0.51086 | 0.51086 | 0.51086 | 0.51086 | 0.51086 | 0.51086 | 0.51086 | 0.51086 | 0.51086 | 0.51086 | 0.51086 | 0.51086 | 0.51086 | 0.51086 | 0.51086 | 0.51086 | 0.51086 | 0.51086 | 0.51086 | 0.51086 | 0.51086 | 0.51086 | 0.51086
Reference | 20_USA | POW_Other_PP | WW0812 |  |  | 0.41853 | 0.47952 | 0.49926 | 0.51086 | 0.51086 | 0.51086 | 0.51086 | 0.51086 | 0.51086 | 0.51086 | 0.51086 | 0.51086 | 0.51086 | 0.51086 | 0.51086 | 0.51086 | 0.51086 | 0.51086 | 0.51086 | 0.51086 | 0.51086 | 0.51086 | 0.51086 | 0.51086 | 0.51086 | 0.51086 | 0.51086 | 0.51086 | 0.51086 | 0.51086 | 0.51086 | 0.51086 | 0.51086 | 0.51086 | 0.51086 | 0.51086 | 0.51086 | 0.51086 | 0.51086 | 0.51086 | 0.51086 | 0.51086 | 0.51086 | 0.51086 | 0.51086 | 0.51086 | 0.51086 | 0.51086 | 0.51086 | 0.51086 | 0.51086 | 0.51086 | 0.51086 | 0.51086
Reference | 20_USA | POW_Other_PP | WW1216 |  |  | 0.41853 | 0.47952 | 0.49926 | 0.51086 | 0.51086 | 0.51086 | 0.51086 | 0.51086 | 0.51086 | 0.51086 | 0.51086 | 0.51086 | 0.51086 | 0.51086 | 0.51086 | 0.51086 | 0.51086 | 0.51086 | 0.51086 | 0.51086 | 0.51086 | 0.51086 | 0.51086 | 0.51086 | 0.51086 | 0.51086 | 0.51086 | 0.51086 | 0.51086 | 0.51086 | 0.51086 | 0.51086 | 0.51086 | 0.51086 | 0.51086 | 0.51086 | 0.51086 | 0.51086 | 0.51086 | 0.51086 | 0.51086 | 0.51086 | 0.51086 | 0.51086 | 0.51086 | 0.51086 | 0.51086 | 0.51086 | 0.51086 | 0.51086 | 0.51086 | 0.51086 | 0.51086 | 0.51086
Reference | 20_USA | POW_Other_PP | WW1620 |  |  | 0.41853 | 0.47952 | 0.49926 | 0.51086 | 0.51086 | 0.51086 | 0.51086 | 0.51086 | 0.51086 | 0.51086 | 0.51086 | 0.51086 | 0.51086 | 0.51086 | 0.51086 | 0.51086 | 0.51086 | 0.51086 | 0.51086 | 0.51086 | 0.51086 | 0.51086 | 0.51086 | 0.51086 | 0.51086 | 0.51086 | 0.51086 | 0.51086 | 0.51086 | 0.51086 | 0.51086 | 0.51086 | 0.51086 | 0.51086 | 0.51086 | 0.51086 | 0.51086 | 0.51086 | 0.51086 | 0.51086 | 0.51086 | 0.51086 | 0.51086 | 0.51086 | 0.51086 | 0.51086 | 0.51086 | 0.51086 | 0.51086 | 0.51086 | 0.51086 | 0.51086 | 0.51086 | 0.51086
Reference | 20_USA | POW_Other_PP | WW2024 |  |  | 0.41853 | 0.47952 | 0.49926 | 0.51086 | 0.51086 | 0.51086 | 0.51086 | 0.51086 | 0.51086 | 0.51086 | 0.51086 | 0.51086 | 0.51086 | 0.51086 | 0.51086 | 0.51086 | 0.51086 | 0.51086 | 0.51086 | 0.51086 | 0.51086 | 0.51086 | 0.51086 | 0.51086 | 0.51086 | 0.51086 | 0.51086 | 0.51086 | 0.51086 | 0.51086 | 0.51086 | 0.51086 | 0.51086 | 0.51086 | 0.51086 | 0.51086 | 0.51086 | 0.51086 | 0.51086 | 0.51086 | 0.51086 | 0.51086 | 0.51086 | 0.51086 | 0.51086 | 0.51086 | 0.51086 | 0.51086 | 0.51086 | 0.51086 | 0.51086 | 0.51086 | 0.51086 | 0.51086
Reference | 20_USA | POW_Other_PP | WH0004 |  |  | 0.41853 | 0.47952 | 0.49926 | 0.51086 | 0.51086 | 0.51086 | 0.51086 | 0.51086 | 0.51086 | 0.51086 | 0.51086 | 0.51086 | 0.51086 | 0.51086 | 0.51086 | 0.51086 | 0.51086 | 0.51086 | 0.51086 | 0.51086 | 0.51086 | 0.51086 | 0.51086 | 0.51086 | 0.51086 | 0.51086 | 0.51086 | 0.51086 | 0.51086 | 0.51086 | 0.51086 | 0.51086 | 0.51086 | 0.51086 | 0.51086 | 0.51086 | 0.51086 | 0.51086 | 0.51086 | 0.51086 | 0.51086 | 0.51086 | 0.51086 | 0.51086 | 0.51086 | 0.51086 | 0.51086 | 0.51086 | 0.51086 | 0.51086 | 0.51086 | 0.51086 | 0.51086 | 0.51086
Reference | 20_USA | POW_Other_PP | WH0408 |  |  | 0.41853 | 0.47952 | 0.49926 | 0.51086 | 0.51086 | 0.51086 | 0.51086 | 0.51086 | 0.51086 | 0.51086 | 0.51086 | 0.51086 | 0.51086 | 0.51086 | 0.51086 | 0.51086 | 0.51086 | 0.51086 | 0.51086 | 0.51086 | 0.51086 | 0.51086 | 0.51086 | 0.51086 | 0.51086 | 0.51086 | 0.51086 | 0.51086 | 0.51086 | 0.51086 | 0.51086 | 0.51086 | 0.51086 | 0.51086 | 0.51086 | 0.51086 | 0.51086 | 0.51086 | 0.51086 | 0.51086 | 0.51086 | 0.51086 | 0.51086 | 0.51086 | 0.51086 | 0.51086 | 0.51086 | 0.51086 | 0.51086 | 0.51086 | 0.51086 | 0.51086 | 0.51086 | 0.51086
Reference | 20_USA | POW_Other_PP | WH0812 |  |  | 0.41853 | 0.47952 | 0.49926 | 0.51086 | 0.51086 | 0.51086 | 0.51086 | 0.51086 | 0.51086 | 0.51086 | 0.51086 | 0.51086 | 0.51086 | 0.51086 | 0.51086 | 0.51086 | 0.51086 | 0.51086 | 0.51086 | 0.51086 | 0.51086 | 0.51086 | 0.51086 | 0.51086 | 0.51086 | 0.51086 | 0.51086 | 0.51086 | 0.51086 | 0.51086 | 0.51086 | 0.51086 | 0.51086 | 0.51086 | 0.51086 | 0.51086 | 0.51086 | 0.51086 | 0.51086 | 0.51086 | 0.51086 | 0.51086 | 0.51086 | 0.51086 | 0.51086 | 0.51086 | 0.51086 | 0.51086 | 0.51086 | 0.51086 | 0.51086 | 0.51086 | 0.51086 | 0.51086
Reference | 20_USA | POW_Other_PP | WH1216 |  |  | 0.41853 | 0.47952 | 0.49926 | 0.51086 | 0.51086 | 0.51086 | 0.51086 | 0.51086 | 0.51086 | 0.51086 | 0.51086 | 0.51086 | 0.51086 | 0.51086 | 0.51086 | 0.51086 | 0.51086 | 0.51086 | 0.51086 | 0.51086 | 0.51086 | 0.51086 | 0.51086 | 0.51086 | 0.51086 | 0.51086 | 0.51086 | 0.51086 | 0.51086 | 0.51086 | 0.51086 | 0.51086 | 0.51086 | 0.51086 | 0.51086 | 0.51086 | 0.51086 | 0.51086 | 0.51086 | 0.51086 | 0.51086 | 0.51086 | 0.51086 | 0.51086 | 0.51086 | 0.51086 | 0.51086 | 0.51086 | 0.51086 | 0.51086 | 0.51086 | 0.51086 | 0.51086 | 0.51086
Reference | 20_USA | POW_Other_PP | WH1620 |  |  | 0.41853 | 0.47952 | 0.49926 | 0.51086 | 0.51086 | 0.51086 | 0.51086 | 0.51086 | 0.51086 | 0.51086 | 0.51086 | 0.51086 | 0.51086 | 0.51086 | 0.51086 | 0.51086 | 0.51086 | 0.51086 | 0.51086 | 0.51086 | 0.51086 | 0.51086 | 0.51086 | 0.51086 | 0.51086 | 0.51086 | 0.51086 | 0.51086 | 0.51086 | 0.51086 | 0.51086 | 0.51086 | 0.51086 | 0.51086 | 0.51086 | 0.51086 | 0.51086 | 0.51086 | 0.51086 | 0.51086 | 0.51086 | 0.51086 | 0.51086 | 0.51086 | 0.51086 | 0.51086 | 0.51086 | 0.51086 | 0.51086 | 0.51086 | 0.51086 | 0.51086 | 0.51086 | 0.51086
Reference | 20_USA | POW_Other_PP | WH2024 |  |  | 0.41853 | 0.47952 | 0.49926 | 0.51086 | 0.51086 | 0.51086 | 0.51086 | 0.51086 | 0.51086 | 0.51086 | 0.51086 | 0.51086 | 0.51086 | 0.51086 | 0.51086 | 0.51086 | 0.51086 | 0.51086 | 0.51086 | 0.51086 | 0.51086 | 0.51086 | 0.51086 | 0.51086 | 0.51086 | 0.51086 | 0.51086 | 0.51086 | 0.51086 | 0.51086 | 0.51086 | 0.51086 | 0.51086 | 0.51086 | 0.51086 | 0.51086 | 0.51086 | 0.51086 | 0.51086 | 0.51086 | 0.51086 | 0.51086 | 0.51086 | 0.51086 | 0.51086 | 0.51086 | 0.51086 | 0.51086 | 0.51086 | 0.51086 | 0.51086 | 0.51086 | 0.51086 | 0.51086
Reference | 20_USA | POW_Other_PP | IW0004 |  |  | 0.41853 | 0.47952 | 0.49926 | 0.51086 | 0.51086 | 0.51086 | 0.51086 | 0.51086 | 0.51086 | 0.51086 | 0.51086 | 0.51086 | 0.51086 | 0.51086 | 0.51086 | 0.51086 | 0.51086 | 0.51086 | 0.51086 | 0.51086 | 0.51086 | 0.51086 | 0.51086 | 0.51086 | 0.51086 | 0.51086 | 0.51086 | 0.51086 | 0.51086 | 0.51086 | 0.51086 | 0.51086 | 0.51086 | 0.51086 | 0.51086 | 0.51086 | 0.51086 | 0.51086 | 0.51086 | 0.51086 | 0.51086 | 0.51086 | 0.51086 | 0.51086 | 0.51086 | 0.51086 | 0.51086 | 0.51086 | 0.51086 | 0.51086 | 0.51086 | 0.51086 | 0.51086 | 0.51086
Reference | 20_USA | POW_Other_PP | IW0408 |  |  | 0.41853 | 0.47952 | 0.49926 | 0.51086 | 0.51086 | 0.51086 | 0.51086 | 0.51086 | 0.51086 | 0.51086 | 0.51086 | 0.51086 | 0.51086 | 0.51086 | 0.51086 | 0.51086 | 0.51086 | 0.51086 | 0.51086 | 0.51086 | 0.51086 | 0.51086 | 0.51086 | 0.51086 | 0.51086 | 0.51086 | 0.51086 | 0.51086 | 0.51086 | 0.51086 | 0.51086 | 0.51086 | 0.51086 | 0.51086 | 0.51086 | 0.51086 | 0.51086 | 0.51086 | 0.51086 | 0.51086 | 0.51086 | 0.51086 | 0.51086 | 0.51086 | 0.51086 | 0.51086 | 0.51086 | 0.51086 | 0.51086 | 0.51086 | 0.51086 | 0.51086 | 0.51086 | 0.51086
Reference | 20_USA | POW_Other_PP | IW0812 |  |  | 0.41853 | 0.47952 | 0.49926 | 0.51086 | 0.51086 | 0.51086 | 0.51086 | 0.51086 | 0.51086 | 0.51086 | 0.51086 | 0.51086 | 0.51086 | 0.51086 | 0.51086 | 0.51086 | 0.51086 | 0.51086 | 0.51086 | 0.51086 | 0.51086 | 0.51086 | 0.51086 | 0.51086 | 0.51086 | 0.51086 | 0.51086 | 0.51086 | 0.51086 | 0.51086 | 0.51086 | 0.51086 | 0.51086 | 0.51086 | 0.51086 | 0.51086 | 0.51086 | 0.51086 | 0.51086 | 0.51086 | 0.51086 | 0.51086 | 0.51086 | 0.51086 | 0.51086 | 0.51086 | 0.51086 | 0.51086 | 0.51086 | 0.51086 | 0.51086 | 0.51086 | 0.51086 | 0.51086
Reference | 20_USA | POW_Other_PP | IW1216 |  |  | 0.41853 | 0.47952 | 0.49926 | 0.51086 | 0.51086 | 0.51086 | 0.51086 | 0.51086 | 0.51086 | 0.51086 | 0.51086 | 0.51086 | 0.51086 | 0.51086 | 0.51086 | 0.51086 | 0.51086 | 0.51086 | 0.51086 | 0.51086 | 0.51086 | 0.51086 | 0.51086 | 0.51086 | 0.51086 | 0.51086 | 0.51086 | 0.51086 | 0.51086 | 0.51086 | 0.51086 | 0.51086 | 0.51086 | 0.51086 | 0.51086 | 0.51086 | 0.51086 | 0.51086 | 0.51086 | 0.51086 | 0.51086 | 0.51086 | 0.51086 | 0.51086 | 0.51086 | 0.51086 | 0.51086 | 0.51086 | 0.51086 | 0.51086 | 0.51086 | 0.51086 | 0.51086 | 0.51086
Reference | 20_USA | POW_Other_PP | IW1620 |  |  | 0.41853 | 0.47952 | 0.49926 | 0.51086 | 0.51086 | 0.51086 | 0.51086 | 0.51086 | 0.51086 | 0.51086 | 0.51086 | 0.51086 | 0.51086 | 0.51086 | 0.51086 | 0.51086 | 0.51086 | 0.51086 | 0.51086 | 0.51086 | 0.51086 | 0.51086 | 0.51086 | 0.51086 | 0.51086 | 0.51086 | 0.51086 | 0.51086 | 0.51086 | 0.51086 | 0.51086 | 0.51086 | 0.51086 | 0.51086 | 0.51086 | 0.51086 | 0.51086 | 0.51086 | 0.51086 | 0.51086 | 0.51086 | 0.51086 | 0.51086 | 0.51086 | 0.51086 | 0.51086 | 0.51086 | 0.51086 | 0.51086 | 0.51086 | 0.51086 | 0.51086 | 0.51086 | 0.51086
Reference | 20_USA | POW_Other_PP | IW2024 |  |  | 0.41853 | 0.47952 | 0.49926 | 0.51086 | 0.51086 | 0.51086 | 0.51086 | 0.51086 | 0.51086 | 0.51086 | 0.51086 | 0.51086 | 0.51086 | 0.51086 | 0.51086 | 0.51086 | 0.51086 | 0.51086 | 0.51086 | 0.51086 | 0.51086 | 0.51086 | 0.51086 | 0.51086 | 0.51086 | 0.51086 | 0.51086 | 0.51086 | 0.51086 | 0.51086 | 0.51086 | 0.51086 | 0.51086 | 0.51086 | 0.51086 | 0.51086 | 0.51086 | 0.51086 | 0.51086 | 0.51086 | 0.51086 | 0.51086 | 0.51086 | 0.51086 | 0.51086 | 0.51086 | 0.51086 | 0.51086 | 0.51086 | 0.51086 | 0.51086 | 0.51086 | 0.51086 | 0.51086
Reference | 20_USA | POW_Other_PP | IH0004 |  |  | 0.41853 | 0.47952 | 0.49926 | 0.51086 | 0.51086 | 0.51086 | 0.51086 | 0.51086 | 0.51086 | 0.51086 | 0.51086 | 0.51086 | 0.51086 | 0.51086 | 0.51086 | 0.51086 | 0.51086 | 0.51086 | 0.51086 | 0.51086 | 0.51086 | 0.51086 | 0.51086 | 0.51086 | 0.51086 | 0.51086 | 0.51086 | 0.51086 | 0.51086 | 0.51086 | 0.51086 | 0.51086 | 0.51086 | 0.51086 | 0.51086 | 0.51086 | 0.51086 | 0.51086 | 0.51086 | 0.51086 | 0.51086 | 0.51086 | 0.51086 | 0.51086 | 0.51086 | 0.51086 | 0.51086 | 0.51086 | 0.51086 | 0.51086 | 0.51086 | 0.51086 | 0.51086 | 0.51086
Reference | 20_USA | POW_Other_PP | IH0408 |  |  | 0.41853 | 0.47952 | 0.49926 | 0.51086 | 0.51086 | 0.51086 | 0.51086 | 0.51086 | 0.51086 | 0.51086 | 0.51086 | 0.51086 | 0.51086 | 0.51086 | 0.51086 | 0.51086 | 0.51086 | 0.51086 | 0.51086 | 0.51086 | 0.51086 | 0.51086 | 0.51086 | 0.51086 | 0.51086 | 0.51086 | 0.51086 | 0.51086 | 0.51086 | 0.51086 | 0.51086 | 0.51086 | 0.51086 | 0.51086 | 0.51086 | 0.51086 | 0.51086 | 0.51086 | 0.51086 | 0.51086 | 0.51086 | 0.51086 | 0.51086 | 0.51086 | 0.51086 | 0.51086 | 0.51086 | 0.51086 | 0.51086 | 0.51086 | 0.51086 | 0.51086 | 0.51086 | 0.51086
Reference | 20_USA | POW_Other_PP | IH0812 |  |  | 0.41853 | 0.47952 | 0.49926 | 0.51086 | 0.51086 | 0.51086 | 0.51086 | 0.51086 | 0.51086 | 0.51086 | 0.51086 | 0.51086 | 0.51086 | 0.51086 | 0.51086 | 0.51086 | 0.51086 | 0.51086 | 0.51086 | 0.51086 | 0.51086 | 0.51086 | 0.51086 | 0.51086 | 0.51086 | 0.51086 | 0.51086 | 0.51086 | 0.51086 | 0.51086 | 0.51086 | 0.51086 | 0.51086 | 0.51086 | 0.51086 | 0.51086 | 0.51086 | 0.51086 | 0.51086 | 0.51086 | 0.51086 | 0.51086 | 0.51086 | 0.51086 | 0.51086 | 0.51086 | 0.51086 | 0.51086 | 0.51086 | 0.51086 | 0.51086 | 0.51086 | 0.51086 | 0.51086
Reference | 20_USA | POW_Other_PP | IH1216 |  |  | 0.41853 | 0.47952 | 0.49926 | 0.51086 | 0.51086 | 0.51086 | 0.51086 | 0.51086 | 0.51086 | 0.51086 | 0.51086 | 0.51086 | 0.51086 | 0.51086 | 0.51086 | 0.51086 | 0.51086 | 0.51086 | 0.51086 | 0.51086 | 0.51086 | 0.51086 | 0.51086 | 0.51086 | 0.51086 | 0.51086 | 0.51086 | 0.51086 | 0.51086 | 0.51086 | 0.51086 | 0.51086 | 0.51086 | 0.51086 | 0.51086 | 0.51086 | 0.51086 | 0.51086 | 0.51086 | 0.51086 | 0.51086 | 0.51086 | 0.51086 | 0.51086 | 0.51086 | 0.51086 | 0.51086 | 0.51086 | 0.51086 | 0.51086 | 0.51086 | 0.51086 | 0.51086 | 0.51086
Reference | 20_USA | POW_Other_PP | IH1620 |  |  | 0.41853 | 0.47952 | 0.49926 | 0.51086 | 0.51086 | 0.51086 | 0.51086 | 0.51086 | 0.51086 | 0.51086 | 0.51086 | 0.51086 | 0.51086 | 0.51086 | 0.51086 | 0.51086 | 0.51086 | 0.51086 | 0.51086 | 0.51086 | 0.51086 | 0.51086 | 0.51086 | 0.51086 | 0.51086 | 0.51086 | 0.51086 | 0.51086 | 0.51086 | 0.51086 | 0.51086 | 0.51086 | 0.51086 | 0.51086 | 0.51086 | 0.51086 | 0.51086 | 0.51086 | 0.51086 | 0.51086 | 0.51086 | 0.51086 | 0.51086 | 0.51086 | 0.51086 | 0.51086 | 0.51086 | 0.51086 | 0.51086 | 0.51086 | 0.51086 | 0.51086 | 0.51086 | 0.51086
Reference | 20_USA | POW_Other_PP | IH2024 |  |  | 0.41853 | 0.47952 | 0.49926 | 0.51086 | 0.51086 | 0.51086 | 0.51086 | 0.51086 | 0.51086 | 0.51086 | 0.51086 | 0.51086 | 0.51086 | 0.51086 | 0.51086 | 0.51086 | 0.51086 | 0.51086 | 0.51086 | 0.51086 | 0.51086 | 0.51086 | 0.51086 | 0.51086 | 0.51086 | 0.51086 | 0.51086 | 0.51086 | 0.51086 | 0.51086 | 0.51086 | 0.51086 | 0.51086 | 0.51086 | 0.51086 | 0.51086 | 0.51086 | 0.51086 | 0.51086 | 0.51086 | 0.51086 | 0.51086 | 0.51086 | 0.51086 | 0.51086 | 0.51086 | 0.51086 | 0.51086 | 0.51086 | 0.51086 | 0.51086 | 0.51086 | 0.51086 | 0.51086
Reference | 20_USA | POW_Other_PP | SW0004 |  |  | 0.41853 | 0.47952 | 0.49926 | 0.51086 | 0.51086 | 0.51086 | 0.51086 | 0.51086 | 0.51086 | 0.51086 | 0.51086 | 0.51086 | 0.51086 | 0.51086 | 0.51086 | 0.51086 | 0.51086 | 0.51086 | 0.51086 | 0.51086 | 0.51086 | 0.51086 | 0.51086 | 0.51086 | 0.51086 | 0.51086 | 0.51086 | 0.51086 | 0.51086 | 0.51086 | 0.51086 | 0.51086 | 0.51086 | 0.51086 | 0.51086 | 0.51086 | 0.51086 | 0.51086 | 0.51086 | 0.51086 | 0.51086 | 0.51086 | 0.51086 | 0.51086 | 0.51086 | 0.51086 | 0.51086 | 0.51086 | 0.51086 | 0.51086 | 0.51086 | 0.51086 | 0.51086 | 0.51086
Reference | 20_USA | POW_Other_PP | SW0408 |  |  | 0.41853 | 0.47952 | 0.49926 | 0.51086 | 0.51086 | 0.51086 | 0.51086 | 0.51086 | 0.51086 | 0.51086 | 0.51086 | 0.51086 | 0.51086 | 0.51086 | 0.51086 | 0.51086 | 0.51086 | 0.51086 | 0.51086 | 0.51086 | 0.51086 | 0.51086 | 0.51086 | 0.51086 | 0.51086 | 0.51086 | 0.51086 | 0.51086 | 0.51086 | 0.51086 | 0.51086 | 0.51086 | 0.51086 | 0.51086 | 0.51086 | 0.51086 | 0.51086 | 0.51086 | 0.51086 | 0.51086 | 0.51086 | 0.51086 | 0.51086 | 0.51086 | 0.51086 | 0.51086 | 0.51086 | 0.51086 | 0.51086 | 0.51086 | 0.51086 | 0.51086 | 0.51086 | 0.51086
Reference | 20_USA | POW_Other_PP | SW0812 |  |  | 0.41853 | 0.47952 | 0.49926 | 0.51086 | 0.51086 | 0.51086 | 0.51086 | 0.51086 | 0.51086 | 0.51086 | 0.51086 | 0.51086 | 0.51086 | 0.51086 | 0.51086 | 0.51086 | 0.51086 | 0.51086 | 0.51086 | 0.51086 | 0.51086 | 0.51086 | 0.51086 | 0.51086 | 0.51086 | 0.51086 | 0.51086 | 0.51086 | 0.51086 | 0.51086 | 0.51086 | 0.51086 | 0.51086 | 0.51086 | 0.51086 | 0.51086 | 0.51086 | 0.51086 | 0.51086 | 0.51086 | 0.51086 | 0.51086 | 0.51086 | 0.51086 | 0.51086 | 0.51086 | 0.51086 | 0.51086 | 0.51086 | 0.51086 | 0.51086 | 0.51086 | 0.51086 | 0.51086
Reference | 20_USA | POW_Other_PP | SW1216 |  |  | 0.41853 | 0.47952 | 0.49926 | 0.51086 | 0.51086 | 0.51086 | 0.51086 | 0.51086 | 0.51086 | 0.51086 | 0.51086 | 0.51086 | 0.51086 | 0.51086 | 0.51086 | 0.51086 | 0.51086 | 0.51086 | 0.51086 | 0.51086 | 0.51086 | 0.51086 | 0.51086 | 0.51086 | 0.51086 | 0.51086 | 0.51086 | 0.51086 | 0.51086 | 0.51086 | 0.51086 | 0.51086 | 0.51086 | 0.51086 | 0.51086 | 0.51086 | 0.51086 | 0.51086 | 0.51086 | 0.51086 | 0.51086 | 0.51086 | 0.51086 | 0.51086 | 0.51086 | 0.51086 | 0.51086 | 0.51086 | 0.51086 | 0.51086 | 0.51086 | 0.51086 | 0.51086 | 0.51086
Reference | 20_USA | POW_Other_PP | SW1620 |  |  | 0.41853 | 0.47952 | 0.49926 | 0.51086 | 0.51086 | 0.51086 | 0.51086 | 0.51086 | 0.51086 | 0.51086 | 0.51086 | 0.51086 | 0.51086 | 0.51086 | 0.51086 | 0.51086 | 0.51086 | 0.51086 | 0.51086 | 0.51086 | 0.51086 | 0.51086 | 0.51086 | 0.51086 | 0.51086 | 0.51086 | 0.51086 | 0.51086 | 0.51086 | 0.51086 | 0.51086 | 0.51086 | 0.51086 | 0.51086 | 0.51086 | 0.51086 | 0.51086 | 0.51086 | 0.51086 | 0.51086 | 0.51086 | 0.51086 | 0.51086 | 0.51086 | 0.51086 | 0.51086 | 0.51086 | 0.51086 | 0.51086 | 0.51086 | 0.51086 | 0.51086 | 0.51086 | 0.51086
Reference | 20_USA | POW_Other_PP | SW2024 |  |  | 0.41853 | 0.47952 | 0.49926 | 0.51086 | 0.51086 | 0.51086 | 0.51086 | 0.51086 | 0.51086 | 0.51086 | 0.51086 | 0.51086 | 0.51086 | 0.51086 | 0.51086 | 0.51086 | 0.51086 | 0.51086 | 0.51086 | 0.51086 | 0.51086 | 0.51086 | 0.51086 | 0.51086 | 0.51086 | 0.51086 | 0.51086 | 0.51086 | 0.51086 | 0.51086 | 0.51086 | 0.51086 | 0.51086 | 0.51086 | 0.51086 | 0.51086 | 0.51086 | 0.51086 | 0.51086 | 0.51086 | 0.51086 | 0.51086 | 0.51086 | 0.51086 | 0.51086 | 0.51086 | 0.51086 | 0.51086 | 0.51086 | 0.51086 | 0.51086 | 0.51086 | 0.51086 | 0.51086
Reference | 20_USA | POW_Other_PP | SH0004 |  |  | 0.41853 | 0.47952 | 0.49926 | 0.51086 | 0.51086 | 0.51086 | 0.51086 | 0.51086 | 0.51086 | 0.51086 | 0.51086 | 0.51086 | 0.51086 | 0.51086 | 0.51086 | 0.51086 | 0.51086 | 0.51086 | 0.51086 | 0.51086 | 0.51086 | 0.51086 | 0.51086 | 0.51086 | 0.51086 | 0.51086 | 0.51086 | 0.51086 | 0.51086 | 0.51086 | 0.51086 | 0.51086 | 0.51086 | 0.51086 | 0.51086 | 0.51086 | 0.51086 | 0.51086 | 0.51086 | 0.51086 | 0.51086 | 0.51086 | 0.51086 | 0.51086 | 0.51086 | 0.51086 | 0.51086 | 0.51086 | 0.51086 | 0.51086 | 0.51086 | 0.51086 | 0.51086 | 0.51086
Reference | 20_USA | POW_Other_PP | SH0408 |  |  | 0.41853 | 0.47952 | 0.49926 | 0.51086 | 0.51086 | 0.51086 | 0.51086 | 0.51086 | 0.51086 | 0.51086 | 0.51086 | 0.51086 | 0.51086 | 0.51086 | 0.51086 | 0.51086 | 0.51086 | 0.51086 | 0.51086 | 0.51086 | 0.51086 | 0.51086 | 0.51086 | 0.51086 | 0.51086 | 0.51086 | 0.51086 | 0.51086 | 0.51086 | 0.51086 | 0.51086 | 0.51086 | 0.51086 | 0.51086 | 0.51086 | 0.51086 | 0.51086 | 0.51086 | 0.51086 | 0.51086 | 0.51086 | 0.51086 | 0.51086 | 0.51086 | 0.51086 | 0.51086 | 0.51086 | 0.51086 | 0.51086 | 0.51086 | 0.51086 | 0.51086 | 0.51086 | 0.51086
Reference | 20_USA | POW_Other_PP | SH0812 |  |  | 0.41853 | 0.47952 | 0.49926 | 0.51086 | 0.51086 | 0.51086 | 0.51086 | 0.51086 | 0.51086 | 0.51086 | 0.51086 | 0.51086 | 0.51086 | 0.51086 | 0.51086 | 0.51086 | 0.51086 | 0.51086 | 0.51086 | 0.51086 | 0.51086 | 0.51086 | 0.51086 | 0.51086 | 0.51086 | 0.51086 | 0.51086 | 0.51086 | 0.51086 | 0.51086 | 0.51086 | 0.51086 | 0.51086 | 0.51086 | 0.51086 | 0.51086 | 0.51086 | 0.51086 | 0.51086 | 0.51086 | 0.51086 | 0.51086 | 0.51086 | 0.51086 | 0.51086 | 0.51086 | 0.51086 | 0.51086 | 0.51086 | 0.51086 | 0.51086 | 0.51086 | 0.51086 | 0.51086
Reference | 20_USA | POW_Other_PP | SH1216 |  |  | 0.41853 | 0.47952 | 0.49926 | 0.51086 | 0.51086 | 0.51086 | 0.51086 | 0.51086 | 0.51086 | 0.51086 | 0.51086 | 0.51086 | 0.51086 | 0.51086 | 0.51086 | 0.51086 | 0.51086 | 0.51086 | 0.51086 | 0.51086 | 0.51086 | 0.51086 | 0.51086 | 0.51086 | 0.51086 | 0.51086 | 0.51086 | 0.51086 | 0.51086 | 0.51086 | 0.51086 | 0.51086 | 0.51086 | 0.51086 | 0.51086 | 0.51086 | 0.51086 | 0.51086 | 0.51086 | 0.51086 | 0.51086 | 0.51086 | 0.51086 | 0.51086 | 0.51086 | 0.51086 | 0.51086 | 0.51086 | 0.51086 | 0.51086 | 0.51086 | 0.51086 | 0.51086 | 0.51086
Reference | 20_USA | POW_Other_PP | SH1620 |  |  | 0.41853 | 0.47952 | 0.49926 | 0.51086 | 0.51086 | 0.51086 | 0.51086 | 0.51086 | 0.51086 | 0.51086 | 0.51086 | 0.51086 | 0.51086 | 0.51086 | 0.51086 | 0.51086 | 0.51086 | 0.51086 | 0.51086 | 0.51086 | 0.51086 | 0.51086 | 0.51086 | 0.51086 | 0.51086 | 0.51086 | 0.51086 | 0.51086 | 0.51086 | 0.51086 | 0.51086 | 0.51086 | 0.51086 | 0.51086 | 0.51086 | 0.51086 | 0.51086 | 0.51086 | 0.51086 | 0.51086 | 0.51086 | 0.51086 | 0.51086 | 0.51086 | 0.51086 | 0.51086 | 0.51086 | 0.51086 | 0.51086 | 0.51086 | 0.51086 | 0.51086 | 0.51086 | 0.51086
Reference | 20_USA | POW_Other_PP | SH2024 |  |  | 0.41853 | 0.47952 | 0.49926 | 0.51086 | 0.51086 | 0.51086 | 0.51086 | 0.51086 | 0.51086 | 0.51086 | 0.51086 | 0.51086 | 0.51086 | 0.51086 | 0.51086 | 0.51086 | 0.51086 | 0.51086 | 0.51086 | 0.51086 | 0.51086 | 0.51086 | 0.51086 | 0.51086 | 0.51086 | 0.51086 | 0.51086 | 0.51086 | 0.51086 | 0.51086 | 0.51086 | 0.51086 | 0.51086 | 0.51086 | 0.51086 | 0.51086 | 0.51086 | 0.51086 | 0.51086 | 0.51086 | 0.51086 | 0.51086 | 0.51086 | 0.51086 | 0.51086 | 0.51086 | 0.51086 | 0.51086 | 0.51086 | 0.51086 | 0.51086 | 0.51086 | 0.51086 | 0.51086
Reference | 20_USA | POW_Nuclear_PP | WW0004 |  |  | 0.96117 | 0.9659 | 0.98116 | 0.97374 | 0.98 | 0.98 | 0.98 | 0.98 | 0.98 | 0.98 | 0.98 | 0.98 | 0.98 | 0.98 | 0.98 | 0.98 | 0.98 | 0.98 | 0.98 | 0.98 | 0.98 | 0.98 | 0.98 | 0.98 | 0.98 | 0.98 | 0.98 | 0.98 | 0.98 | 0.98 | 0.98 | 0.98 | 0.98 | 0.98 | 0.98 | 0.98 | 0.98 | 0.98 | 0.98 | 0.98 | 0.98 | 0.98 | 0.98 | 0.98 | 0.98 | 0.98 | 0.98 | 0.98 | 0.98 | 0.98 | 0.98 | 0.98 | 0.98 | 0.98
Reference | 20_USA | POW_Nuclear_PP | WW0408 |  |  | 0.96117 | 0.9659 | 0.98116 | 0.97374 | 0.98 | 0.98 | 0.98 | 0.98 | 0.98 | 0.98 | 0.98 | 0.98 | 0.98 | 0.98 | 0.98 | 0.98 | 0.98 | 0.98 | 0.98 | 0.98 | 0.98 | 0.98 | 0.98 | 0.98 | 0.98 | 0.98 | 0.98 | 0.98 | 0.98 | 0.98 | 0.98 | 0.98 | 0.98 | 0.98 | 0.98 | 0.98 | 0.98 | 0.98 | 0.98 | 0.98 | 0.98 | 0.98 | 0.98 | 0.98 | 0.98 | 0.98 | 0.98 | 0.98 | 0.98 | 0.98 | 0.98 | 0.98 | 0.98 | 0.98
Reference | 20_USA | POW_Nuclear_PP | WW0812 |  |  | 0.96117 | 0.9659 | 0.98116 | 0.97374 | 0.98 | 0.98 | 0.98 | 0.98 | 0.98 | 0.98 | 0.98 | 0.98 | 0.98 | 0.98 | 0.98 | 0.98 | 0.98 | 0.98 | 0.98 | 0.98 | 0.98 | 0.98 | 0.98 | 0.98 | 0.98 | 0.98 | 0.98 | 0.98 | 0.98 | 0.98 | 0.98 | 0.98 | 0.98 | 0.98 | 0.98 | 0.98 | 0.98 | 0.98 | 0.98 | 0.98 | 0.98 | 0.98 | 0.98 | 0.98 | 0.98 | 0.98 | 0.98 | 0.98 | 0.98 | 0.98 | 0.98 | 0.98 | 0.98 | 0.98
Reference | 20_USA | POW_Nuclear_PP | WW1216 |  |  | 0.96117 | 0.9659 | 0.98116 | 0.97374 | 0.98 | 0.98 | 0.98 | 0.98 | 0.98 | 0.98 | 0.98 | 0.98 | 0.98 | 0.98 | 0.98 | 0.98 | 0.98 | 0.98 | 0.98 | 0.98 | 0.98 | 0.98 | 0.98 | 0.98 | 0.98 | 0.98 | 0.98 | 0.98 | 0.98 | 0.98 | 0.98 | 0.98 | 0.98 | 0.98 | 0.98 | 0.98 | 0.98 | 0.98 | 0.98 | 0.98 | 0.98 | 0.98 | 0.98 | 0.98 | 0.98 | 0.98 | 0.98 | 0.98 | 0.98 | 0.98 | 0.98 | 0.98 | 0.98 | 0.98
Reference | 20_USA | POW_Nuclear_PP | WW1620 |  |  | 0.96117 | 0.9659 | 0.98116 | 0.97374 | 0.98 | 0.98 | 0.98 | 0.98 | 0.98 | 0.98 | 0.98 | 0.98 | 0.98 | 0.98 | 0.98 | 0.98 | 0.98 | 0.98 | 0.98 | 0.98 | 0.98 | 0.98 | 0.98 | 0.98 | 0.98 | 0.98 | 0.98 | 0.98 | 0.98 | 0.98 | 0.98 | 0.98 | 0.98 | 0.98 | 0.98 | 0.98 | 0.98 | 0.98 | 0.98 | 0.98 | 0.98 | 0.98 | 0.98 | 0.98 | 0.98 | 0.98 | 0.98 | 0.98 | 0.98 | 0.98 | 0.98 | 0.98 | 0.98 | 0.98
Reference | 20_USA | POW_Nuclear_PP | WW2024 |  |  | 0.96117 | 0.9659 | 0.98116 | 0.97374 | 0.98 | 0.98 | 0.98 | 0.98 | 0.98 | 0.98 | 0.98 | 0.98 | 0.98 | 0.98 | 0.98 | 0.98 | 0.98 | 0.98 | 0.98 | 0.98 | 0.98 | 0.98 | 0.98 | 0.98 | 0.98 | 0.98 | 0.98 | 0.98 | 0.98 | 0.98 | 0.98 | 0.98 | 0.98 | 0.98 | 0.98 | 0.98 | 0.98 | 0.98 | 0.98 | 0.98 | 0.98 | 0.98 | 0.98 | 0.98 | 0.98 | 0.98 | 0.98 | 0.98 | 0.98 | 0.98 | 0.98 | 0.98 | 0.98 | 0.98
Reference | 20_USA | POW_Nuclear_PP | WH0004 |  |  | 0.96117 | 0.9659 | 0.98116 | 0.97374 | 0.98 | 0.98 | 0.98 | 0.98 | 0.98 | 0.98 | 0.98 | 0.98 | 0.98 | 0.98 | 0.98 | 0.98 | 0.98 | 0.98 | 0.98 | 0.98 | 0.98 | 0.98 | 0.98 | 0.98 | 0.98 | 0.98 | 0.98 | 0.98 | 0.98 | 0.98 | 0.98 | 0.98 | 0.98 | 0.98 | 0.98 | 0.98 | 0.98 | 0.98 | 0.98 | 0.98 | 0.98 | 0.98 | 0.98 | 0.98 | 0.98 | 0.98 | 0.98 | 0.98 | 0.98 | 0.98 | 0.98 | 0.98 | 0.98 | 0.98
Reference | 20_USA | POW_Nuclear_PP | WH0408 |  |  | 0.96117 | 0.9659 | 0.98116 | 0.97374 | 0.98 | 0.98 | 0.98 | 0.98 | 0.98 | 0.98 | 0.98 | 0.98 | 0.98 | 0.98 | 0.98 | 0.98 | 0.98 | 0.98 | 0.98 | 0.98 | 0.98 | 0.98 | 0.98 | 0.98 | 0.98 | 0.98 | 0.98 | 0.98 | 0.98 | 0.98 | 0.98 | 0.98 | 0.98 | 0.98 | 0.98 | 0.98 | 0.98 | 0.98 | 0.98 | 0.98 | 0.98 | 0.98 | 0.98 | 0.98 | 0.98 | 0.98 | 0.98 | 0.98 | 0.98 | 0.98 | 0.98 | 0.98 | 0.98 | 0.98
Reference | 20_USA | POW_Nuclear_PP | WH0812 |  |  | 0.96117 | 0.9659 | 0.98116 | 0.97374 | 0.98 | 0.98 | 0.98 | 0.98 | 0.98 | 0.98 | 0.98 | 0.98 | 0.98 | 0.98 | 0.98 | 0.98 | 0.98 | 0.98 | 0.98 | 0.98 | 0.98 | 0.98 | 0.98 | 0.98 | 0.98 | 0.98 | 0.98 | 0.98 | 0.98 | 0.98 | 0.98 | 0.98 | 0.98 | 0.98 | 0.98 | 0.98 | 0.98 | 0.98 | 0.98 | 0.98 | 0.98 | 0.98 | 0.98 | 0.98 | 0.98 | 0.98 | 0.98 | 0.98 | 0.98 | 0.98 | 0.98 | 0.98 | 0.98 | 0.98
Reference | 20_USA | POW_Nuclear_PP | WH1216 |  |  | 0.96117 | 0.9659 | 0.98116 | 0.97374 | 0.98 | 0.98 | 0.98 | 0.98 | 0.98 | 0.98 | 0.98 | 0.98 | 0.98 | 0.98 | 0.98 | 0.98 | 0.98 | 0.98 | 0.98 | 0.98 | 0.98 | 0.98 | 0.98 | 0.98 | 0.98 | 0.98 | 0.98 | 0.98 | 0.98 | 0.98 | 0.98 | 0.98 | 0.98 | 0.98 | 0.98 | 0.98 | 0.98 | 0.98 | 0.98 | 0.98 | 0.98 | 0.98 | 0.98 | 0.98 | 0.98 | 0.98 | 0.98 | 0.98 | 0.98 | 0.98 | 0.98 | 0.98 | 0.98 | 0.98
Reference | 20_USA | POW_Nuclear_PP | WH1620 |  |  | 0.96117 | 0.9659 | 0.98116 | 0.97374 | 0.98 | 0.98 | 0.98 | 0.98 | 0.98 | 0.98 | 0.98 | 0.98 | 0.98 | 0.98 | 0.98 | 0.98 | 0.98 | 0.98 | 0.98 | 0.98 | 0.98 | 0.98 | 0.98 | 0.98 | 0.98 | 0.98 | 0.98 | 0.98 | 0.98 | 0.98 | 0.98 | 0.98 | 0.98 | 0.98 | 0.98 | 0.98 | 0.98 | 0.98 | 0.98 | 0.98 | 0.98 | 0.98 | 0.98 | 0.98 | 0.98 | 0.98 | 0.98 | 0.98 | 0.98 | 0.98 | 0.98 | 0.98 | 0.98 | 0.98
Reference | 20_USA | POW_Nuclear_PP | WH2024 |  |  | 0.96117 | 0.9659 | 0.98116 | 0.97374 | 0.98 | 0.98 | 0.98 | 0.98 | 0.98 | 0.98 | 0.98 | 0.98 | 0.98 | 0.98 | 0.98 | 0.98 | 0.98 | 0.98 | 0.98 | 0.98 | 0.98 | 0.98 | 0.98 | 0.98 | 0.98 | 0.98 | 0.98 | 0.98 | 0.98 | 0.98 | 0.98 | 0.98 | 0.98 | 0.98 | 0.98 | 0.98 | 0.98 | 0.98 | 0.98 | 0.98 | 0.98 | 0.98 | 0.98 | 0.98 | 0.98 | 0.98 | 0.98 | 0.98 | 0.98 | 0.98 | 0.98 | 0.98 | 0.98 | 0.98
Reference | 20_USA | POW_Nuclear_PP | IW0004 |  |  | 0.96117 | 0.9659 | 0.98116 | 0.97374 | 0.98 | 0.98 | 0.98 | 0.98 | 0.98 | 0.98 | 0.98 | 0.98 | 0.98 | 0.98 | 0.98 | 0.98 | 0.98 | 0.98 | 0.98 | 0.98 | 0.98 | 0.98 | 0.98 | 0.98 | 0.98 | 0.98 | 0.98 | 0.98 | 0.98 | 0.98 | 0.98 | 0.98 | 0.98 | 0.98 | 0.98 | 0.98 | 0.98 | 0.98 | 0.98 | 0.98 | 0.98 | 0.98 | 0.98 | 0.98 | 0.98 | 0.98 | 0.98 | 0.98 | 0.98 | 0.98 | 0.98 | 0.98 | 0.98 | 0.98
Reference | 20_USA | POW_Nuclear_PP | IW0408 |  |  | 0.96117 | 0.9659 | 0.98116 | 0.97374 | 0.98 | 0.98 | 0.98 | 0.98 | 0.98 | 0.98 | 0.98 | 0.98 | 0.98 | 0.98 | 0.98 | 0.98 | 0.98 | 0.98 | 0.98 | 0.98 | 0.98 | 0.98 | 0.98 | 0.98 | 0.98 | 0.98 | 0.98 | 0.98 | 0.98 | 0.98 | 0.98 | 0.98 | 0.98 | 0.98 | 0.98 | 0.98 | 0.98 | 0.98 | 0.98 | 0.98 | 0.98 | 0.98 | 0.98 | 0.98 | 0.98 | 0.98 | 0.98 | 0.98 | 0.98 | 0.98 | 0.98 | 0.98 | 0.98 | 0.98
Reference | 20_USA | POW_Nuclear_PP | IW0812 |  |  | 0.96117 | 0.9659 | 0.98116 | 0.97374 | 0.98 | 0.98 | 0.98 | 0.98 | 0.98 | 0.98 | 0.98 | 0.98 | 0.98 | 0.98 | 0.98 | 0.98 | 0.98 | 0.98 | 0.98 | 0.98 | 0.98 | 0.98 | 0.98 | 0.98 | 0.98 | 0.98 | 0.98 | 0.98 | 0.98 | 0.98 | 0.98 | 0.98 | 0.98 | 0.98 | 0.98 | 0.98 | 0.98 | 0.98 | 0.98 | 0.98 | 0.98 | 0.98 | 0.98 | 0.98 | 0.98 | 0.98 | 0.98 | 0.98 | 0.98 | 0.98 | 0.98 | 0.98 | 0.98 | 0.98
Reference | 20_USA | POW_Nuclear_PP | IW1216 |  |  | 0.96117 | 0.9659 | 0.98116 | 0.97374 | 0.98 | 0.98 | 0.98 | 0.98 | 0.98 | 0.98 | 0.98 | 0.98 | 0.98 | 0.98 | 0.98 | 0.98 | 0.98 | 0.98 | 0.98 | 0.98 | 0.98 | 0.98 | 0.98 | 0.98 | 0.98 | 0.98 | 0.98 | 0.98 | 0.98 | 0.98 | 0.98 | 0.98 | 0.98 | 0.98 | 0.98 | 0.98 | 0.98 | 0.98 | 0.98 | 0.98 | 0.98 | 0.98 | 0.98 | 0.98 | 0.98 | 0.98 | 0.98 | 0.98 | 0.98 | 0.98 | 0.98 | 0.98 | 0.98 | 0.98
Reference | 20_USA | POW_Nuclear_PP | IW1620 |  |  | 0.96117 | 0.9659 | 0.98116 | 0.97374 | 0.98 | 0.98 | 0.98 | 0.98 | 0.98 | 0.98 | 0.98 | 0.98 | 0.98 | 0.98 | 0.98 | 0.98 | 0.98 | 0.98 | 0.98 | 0.98 | 0.98 | 0.98 | 0.98 | 0.98 | 0.98 | 0.98 | 0.98 | 0.98 | 0.98 | 0.98 | 0.98 | 0.98 | 0.98 | 0.98 | 0.98 | 0.98 | 0.98 | 0.98 | 0.98 | 0.98 | 0.98 | 0.98 | 0.98 | 0.98 | 0.98 | 0.98 | 0.98 | 0.98 | 0.98 | 0.98 | 0.98 | 0.98 | 0.98 | 0.98
Reference | 20_USA | POW_Nuclear_PP | IW2024 |  |  | 0.96117 | 0.9659 | 0.98116 | 0.97374 | 0.98 | 0.98 | 0.98 | 0.98 | 0.98 | 0.98 | 0.98 | 0.98 | 0.98 | 0.98 | 0.98 | 0.98 | 0.98 | 0.98 | 0.98 | 0.98 | 0.98 | 0.98 | 0.98 | 0.98 | 0.98 | 0.98 | 0.98 | 0.98 | 0.98 | 0.98 | 0.98 | 0.98 | 0.98 | 0.98 | 0.98 | 0.98 | 0.98 | 0.98 | 0.98 | 0.98 | 0.98 | 0.98 | 0.98 | 0.98 | 0.98 | 0.98 | 0.98 | 0.98 | 0.98 | 0.98 | 0.98 | 0.98 | 0.98 | 0.98
Reference | 20_USA | POW_Nuclear_PP | IH0004 |  |  | 0.96117 | 0.9659 | 0.98116 | 0.97374 | 0.98 | 0.98 | 0.98 | 0.98 | 0.98 | 0.98 | 0.98 | 0.98 | 0.98 | 0.98 | 0.98 | 0.98 | 0.98 | 0.98 | 0.98 | 0.98 | 0.98 | 0.98 | 0.98 | 0.98 | 0.98 | 0.98 | 0.98 | 0.98 | 0.98 | 0.98 | 0.98 | 0.98 | 0.98 | 0.98 | 0.98 | 0.98 | 0.98 | 0.98 | 0.98 | 0.98 | 0.98 | 0.98 | 0.98 | 0.98 | 0.98 | 0.98 | 0.98 | 0.98 | 0.98 | 0.98 | 0.98 | 0.98 | 0.98 | 0.98
Reference | 20_USA | POW_Nuclear_PP | IH0408 |  |  | 0.96117 | 0.9659 | 0.98116 | 0.97374 | 0.98 | 0.98 | 0.98 | 0.98 | 0.98 | 0.98 | 0.98 | 0.98 | 0.98 | 0.98 | 0.98 | 0.98 | 0.98 | 0.98 | 0.98 | 0.98 | 0.98 | 0.98 | 0.98 | 0.98 | 0.98 | 0.98 | 0.98 | 0.98 | 0.98 | 0.98 | 0.98 | 0.98 | 0.98 | 0.98 | 0.98 | 0.98 | 0.98 | 0.98 | 0.98 | 0.98 | 0.98 | 0.98 | 0.98 | 0.98 | 0.98 | 0.98 | 0.98 | 0.98 | 0.98 | 0.98 | 0.98 | 0.98 | 0.98 | 0.98
Reference | 20_USA | POW_Nuclear_PP | IH0812 |  |  | 0.96117 | 0.9659 | 0.98116 | 0.97374 | 0.98 | 0.98 | 0.98 | 0.98 | 0.98 | 0.98 | 0.98 | 0.98 | 0.98 | 0.98 | 0.98 | 0.98 | 0.98 | 0.98 | 0.98 | 0.98 | 0.98 | 0.98 | 0.98 | 0.98 | 0.98 | 0.98 | 0.98 | 0.98 | 0.98 | 0.98 | 0.98 | 0.98 | 0.98 | 0.98 | 0.98 | 0.98 | 0.98 | 0.98 | 0.98 | 0.98 | 0.98 | 0.98 | 0.98 | 0.98 | 0.98 | 0.98 | 0.98 | 0.98 | 0.98 | 0.98 | 0.98 | 0.98 | 0.98 | 0.98
Reference | 20_USA | POW_Nuclear_PP | IH1216 |  |  | 0.96117 | 0.9659 | 0.98116 | 0.97374 | 0.98 | 0.98 | 0.98 | 0.98 | 0.98 | 0.98 | 0.98 | 0.98 | 0.98 | 0.98 | 0.98 | 0.98 | 0.98 | 0.98 | 0.98 | 0.98 | 0.98 | 0.98 | 0.98 | 0.98 | 0.98 | 0.98 | 0.98 | 0.98 | 0.98 | 0.98 | 0.98 | 0.98 | 0.98 | 0.98 | 0.98 | 0.98 | 0.98 | 0.98 | 0.98 | 0.98 | 0.98 | 0.98 | 0.98 | 0.98 | 0.98 | 0.98 | 0.98 | 0.98 | 0.98 | 0.98 | 0.98 | 0.98 | 0.98 | 0.98
Reference | 20_USA | POW_Nuclear_PP | IH1620 |  |  | 0.96117 | 0.9659 | 0.98116 | 0.97374 | 0.98 | 0.98 | 0.98 | 0.98 | 0.98 | 0.98 | 0.98 | 0.98 | 0.98 | 0.98 | 0.98 | 0.98 | 0.98 | 0.98 | 0.98 | 0.98 | 0.98 | 0.98 | 0.98 | 0.98 | 0.98 | 0.98 | 0.98 | 0.98 | 0.98 | 0.98 | 0.98 | 0.98 | 0.98 | 0.98 | 0.98 | 0.98 | 0.98 | 0.98 | 0.98 | 0.98 | 0.98 | 0.98 | 0.98 | 0.98 | 0.98 | 0.98 | 0.98 | 0.98 | 0.98 | 0.98 | 0.98 | 0.98 | 0.98 | 0.98
Reference | 20_USA | POW_Nuclear_PP | IH2024 |  |  | 0.96117 | 0.9659 | 0.98116 | 0.97374 | 0.98 | 0.98 | 0.98 | 0.98 | 0.98 | 0.98 | 0.98 | 0.98 | 0.98 | 0.98 | 0.98 | 0.98 | 0.98 | 0.98 | 0.98 | 0.98 | 0.98 | 0.98 | 0.98 | 0.98 | 0.98 | 0.98 | 0.98 | 0.98 | 0.98 | 0.98 | 0.98 | 0.98 | 0.98 | 0.98 | 0.98 | 0.98 | 0.98 | 0.98 | 0.98 | 0.98 | 0.98 | 0.98 | 0.98 | 0.98 | 0.98 | 0.98 | 0.98 | 0.98 | 0.98 | 0.98 | 0.98 | 0.98 | 0.98 | 0.98
Reference | 20_USA | POW_Nuclear_PP | SW0004 |  |  | 0.96117 | 0.9659 | 0.98116 | 0.97374 | 0.98 | 0.98 | 0.98 | 0.98 | 0.98 | 0.98 | 0.98 | 0.98 | 0.98 | 0.98 | 0.98 | 0.98 | 0.98 | 0.98 | 0.98 | 0.98 | 0.98 | 0.98 | 0.98 | 0.98 | 0.98 | 0.98 | 0.98 | 0.98 | 0.98 | 0.98 | 0.98 | 0.98 | 0.98 | 0.98 | 0.98 | 0.98 | 0.98 | 0.98 | 0.98 | 0.98 | 0.98 | 0.98 | 0.98 | 0.98 | 0.98 | 0.98 | 0.98 | 0.98 | 0.98 | 0.98 | 0.98 | 0.98 | 0.98 | 0.98
Reference | 20_USA | POW_Nuclear_PP | SW0408 |  |  | 0.96117 | 0.9659 | 0.98116 | 0.97374 | 0.98 | 0.98 | 0.98 | 0.98 | 0.98 | 0.98 | 0.98 | 0.98 | 0.98 | 0.98 | 0.98 | 0.98 | 0.98 | 0.98 | 0.98 | 0.98 | 0.98 | 0.98 | 0.98 | 0.98 | 0.98 | 0.98 | 0.98 | 0.98 | 0.98 | 0.98 | 0.98 | 0.98 | 0.98 | 0.98 | 0.98 | 0.98 | 0.98 | 0.98 | 0.98 | 0.98 | 0.98 | 0.98 | 0.98 | 0.98 | 0.98 | 0.98 | 0.98 | 0.98 | 0.98 | 0.98 | 0.98 | 0.98 | 0.98 | 0.98
Reference | 20_USA | POW_Nuclear_PP | SW0812 |  |  | 0.96117 | 0.9659 | 0.98116 | 0.97374 | 0.98 | 0.98 | 0.98 | 0.98 | 0.98 | 0.98 | 0.98 | 0.98 | 0.98 | 0.98 | 0.98 | 0.98 | 0.98 | 0.98 | 0.98 | 0.98 | 0.98 | 0.98 | 0.98 | 0.98 | 0.98 | 0.98 | 0.98 | 0.98 | 0.98 | 0.98 | 0.98 | 0.98 | 0.98 | 0.98 | 0.98 | 0.98 | 0.98 | 0.98 | 0.98 | 0.98 | 0.98 | 0.98 | 0.98 | 0.98 | 0.98 | 0.98 | 0.98 | 0.98 | 0.98 | 0.98 | 0.98 | 0.98 | 0.98 | 0.98
Reference | 20_USA | POW_Nuclear_PP | SW1216 |  |  | 0.96117 | 0.9659 | 0.98116 | 0.97374 | 0.98 | 0.98 | 0.98 | 0.98 | 0.98 | 0.98 | 0.98 | 0.98 | 0.98 | 0.98 | 0.98 | 0.98 | 0.98 | 0.98 | 0.98 | 0.98 | 0.98 | 0.98 | 0.98 | 0.98 | 0.98 | 0.98 | 0.98 | 0.98 | 0.98 | 0.98 | 0.98 | 0.98 | 0.98 | 0.98 | 0.98 | 0.98 | 0.98 | 0.98 | 0.98 | 0.98 | 0.98 | 0.98 | 0.98 | 0.98 | 0.98 | 0.98 | 0.98 | 0.98 | 0.98 | 0.98 | 0.98 | 0.98 | 0.98 | 0.98
Reference | 20_USA | POW_Nuclear_PP | SW1620 |  |  | 0.96117 | 0.9659 | 0.98116 | 0.97374 | 0.98 | 0.98 | 0.98 | 0.98 | 0.98 | 0.98 | 0.98 | 0.98 | 0.98 | 0.98 | 0.98 | 0.98 | 0.98 | 0.98 | 0.98 | 0.98 | 0.98 | 0.98 | 0.98 | 0.98 | 0.98 | 0.98 | 0.98 | 0.98 | 0.98 | 0.98 | 0.98 | 0.98 | 0.98 | 0.98 | 0.98 | 0.98 | 0.98 | 0.98 | 0.98 | 0.98 | 0.98 | 0.98 | 0.98 | 0.98 | 0.98 | 0.98 | 0.98 | 0.98 | 0.98 | 0.98 | 0.98 | 0.98 | 0.98 | 0.98
Reference | 20_USA | POW_Nuclear_PP | SW2024 |  |  | 0.96117 | 0.9659 | 0.98116 | 0.97374 | 0.98 | 0.98 | 0.98 | 0.98 | 0.98 | 0.98 | 0.98 | 0.98 | 0.98 | 0.98 | 0.98 | 0.98 | 0.98 | 0.98 | 0.98 | 0.98 | 0.98 | 0.98 | 0.98 | 0.98 | 0.98 | 0.98 | 0.98 | 0.98 | 0.98 | 0.98 | 0.98 | 0.98 | 0.98 | 0.98 | 0.98 | 0.98 | 0.98 | 0.98 | 0.98 | 0.98 | 0.98 | 0.98 | 0.98 | 0.98 | 0.98 | 0.98 | 0.98 | 0.98 | 0.98 | 0.98 | 0.98 | 0.98 | 0.98 | 0.98
Reference | 20_USA | POW_Nuclear_PP | SH0004 |  |  | 0.96117 | 0.9659 | 0.98116 | 0.97374 | 0.98 | 0.98 | 0.98 | 0.98 | 0.98 | 0.98 | 0.98 | 0.98 | 0.98 | 0.98 | 0.98 | 0.98 | 0.98 | 0.98 | 0.98 | 0.98 | 0.98 | 0.98 | 0.98 | 0.98 | 0.98 | 0.98 | 0.98 | 0.98 | 0.98 | 0.98 | 0.98 | 0.98 | 0.98 | 0.98 | 0.98 | 0.98 | 0.98 | 0.98 | 0.98 | 0.98 | 0.98 | 0.98 | 0.98 | 0.98 | 0.98 | 0.98 | 0.98 | 0.98 | 0.98 | 0.98 | 0.98 | 0.98 | 0.98 | 0.98
Reference | 20_USA | POW_Nuclear_PP | SH0408 |  |  | 0.96117 | 0.9659 | 0.98116 | 0.97374 | 0.98 | 0.98 | 0.98 | 0.98 | 0.98 | 0.98 | 0.98 | 0.98 | 0.98 | 0.98 | 0.98 | 0.98 | 0.98 | 0.98 | 0.98 | 0.98 | 0.98 | 0.98 | 0.98 | 0.98 | 0.98 | 0.98 | 0.98 | 0.98 | 0.98 | 0.98 | 0.98 | 0.98 | 0.98 | 0.98 | 0.98 | 0.98 | 0.98 | 0.98 | 0.98 | 0.98 | 0.98 | 0.98 | 0.98 | 0.98 | 0.98 | 0.98 | 0.98 | 0.98 | 0.98 | 0.98 | 0.98 | 0.98 | 0.98 | 0.98
Reference | 20_USA | POW_Nuclear_PP | SH0812 |  |  | 0.96117 | 0.9659 | 0.98116 | 0.97374 | 0.98 | 0.98 | 0.98 | 0.98 | 0.98 | 0.98 | 0.98 | 0.98 | 0.98 | 0.98 | 0.98 | 0.98 | 0.98 | 0.98 | 0.98 | 0.98 | 0.98 | 0.98 | 0.98 | 0.98 | 0.98 | 0.98 | 0.98 | 0.98 | 0.98 | 0.98 | 0.98 | 0.98 | 0.98 | 0.98 | 0.98 | 0.98 | 0.98 | 0.98 | 0.98 | 0.98 | 0.98 | 0.98 | 0.98 | 0.98 | 0.98 | 0.98 | 0.98 | 0.98 | 0.98 | 0.98 | 0.98 | 0.98 | 0.98 | 0.98
Reference | 20_USA | POW_Nuclear_PP | SH1216 |  |  | 0.96117 | 0.9659 | 0.98116 | 0.97374 | 0.98 | 0.98 | 0.98 | 0.98 | 0.98 | 0.98 | 0.98 | 0.98 | 0.98 | 0.98 | 0.98 | 0.98 | 0.98 | 0.98 | 0.98 | 0.98 | 0.98 | 0.98 | 0.98 | 0.98 | 0.98 | 0.98 | 0.98 | 0.98 | 0.98 | 0.98 | 0.98 | 0.98 | 0.98 | 0.98 | 0.98 | 0.98 | 0.98 | 0.98 | 0.98 | 0.98 | 0.98 | 0.98 | 0.98 | 0.98 | 0.98 | 0.98 | 0.98 | 0.98 | 0.98 | 0.98 | 0.98 | 0.98 | 0.98 | 0.98
Reference | 20_USA | POW_Nuclear_PP | SH1620 |  |  | 0.96117 | 0.9659 | 0.98116 | 0.97374 | 0.98 | 0.98 | 0.98 | 0.98 | 0.98 | 0.98 | 0.98 | 0.98 | 0.98 | 0.98 | 0.98 | 0.98 | 0.98 | 0.98 | 0.98 | 0.98 | 0.98 | 0.98 | 0.98 | 0.98 | 0.98 | 0.98 | 0.98 | 0.98 | 0.98 | 0.98 | 0.98 | 0.98 | 0.98 | 0.98 | 0.98 | 0.98 | 0.98 | 0.98 | 0.98 | 0.98 | 0.98 | 0.98 | 0.98 | 0.98 | 0.98 | 0.98 | 0.98 | 0.98 | 0.98 | 0.98 | 0.98 | 0.98 | 0.98 | 0.98
Reference | 20_USA | POW_Nuclear_PP | SH2024 |  |  | 0.96117 | 0.9659 | 0.98116 | 0.97374 | 0.98 | 0.98 | 0.98 | 0.98 | 0.98 | 0.98 | 0.98 | 0.98 | 0.98 | 0.98 | 0.98 | 0.98 | 0.98 | 0.98 | 0.98 | 0.98 | 0.98 | 0.98 | 0.98 | 0.98 | 0.98 | 0.98 | 0.98 | 0.98 | 0.98 | 0.98 | 0.98 | 0.98 | 0.98 | 0.98 | 0.98 | 0.98 | 0.98 | 0.98 | 0.98 | 0.98 | 0.98 | 0.98 | 0.98 | 0.98 | 0.98 | 0.98 | 0.98 | 0.98 | 0.98 | 0.98 | 0.98 | 0.98 | 0.98 | 0.98
Reference | 20_USA | POW_Hydro_PP | WW0004 |  |  | 0.41265 | 0.40292 | 0.3956 | 0.3911 | 0.4 | 0.4 | 0.4 | 0.4 | 0.4 | 0.4 | 0.4 | 0.4 | 0.4 | 0.4 | 0.4 | 0.4 | 0.4 | 0.4 | 0.4 | 0.4 | 0.4 | 0.4 | 0.4 | 0.4 | 0.4 | 0.4 | 0.4 | 0.4 | 0.4 | 0.4 | 0.4 | 0.4 | 0.4 | 0.4 | 0.4 | 0.4 | 0.4 | 0.4 | 0.4 | 0.4 | 0.4 | 0.4 | 0.4 | 0.4 | 0.4 | 0.4 | 0.4 | 0.4 | 0.4 | 0.4 | 0.4 | 0.4 | 0.4 | 0.4
Reference | 20_USA | POW_Hydro_PP | WW0408 |  |  | 0.41265 | 0.40292 | 0.3956 | 0.3911 | 0.4 | 0.4 | 0.4 | 0.4 | 0.4 | 0.4 | 0.4 | 0.4 | 0.4 | 0.4 | 0.4 | 0.4 | 0.4 | 0.4 | 0.4 | 0.4 | 0.4 | 0.4 | 0.4 | 0.4 | 0.4 | 0.4 | 0.4 | 0.4 | 0.4 | 0.4 | 0.4 | 0.4 | 0.4 | 0.4 | 0.4 | 0.4 | 0.4 | 0.4 | 0.4 | 0.4 | 0.4 | 0.4 | 0.4 | 0.4 | 0.4 | 0.4 | 0.4 | 0.4 | 0.4 | 0.4 | 0.4 | 0.4 | 0.4 | 0.4
Reference | 20_USA | POW_Hydro_PP | WW0812 |  |  | 0.41265 | 0.40292 | 0.3956 | 0.3911 | 0.4 | 0.4 | 0.4 | 0.4 | 0.4 | 0.4 | 0.4 | 0.4 | 0.4 | 0.4 | 0.4 | 0.4 | 0.4 | 0.4 | 0.4 | 0.4 | 0.4 | 0.4 | 0.4 | 0.4 | 0.4 | 0.4 | 0.4 | 0.4 | 0.4 | 0.4 | 0.4 | 0.4 | 0.4 | 0.4 | 0.4 | 0.4 | 0.4 | 0.4 | 0.4 | 0.4 | 0.4 | 0.4 | 0.4 | 0.4 | 0.4 | 0.4 | 0.4 | 0.4 | 0.4 | 0.4 | 0.4 | 0.4 | 0.4 | 0.4
Reference | 20_USA | POW_Hydro_PP | WW1216 |  |  | 0.41265 | 0.40292 | 0.3956 | 0.3911 | 0.4 | 0.4 | 0.4 | 0.4 | 0.4 | 0.4 | 0.4 | 0.4 | 0.4 | 0.4 | 0.4 | 0.4 | 0.4 | 0.4 | 0.4 | 0.4 | 0.4 | 0.4 | 0.4 | 0.4 | 0.4 | 0.4 | 0.4 | 0.4 | 0.4 | 0.4 | 0.4 | 0.4 | 0.4 | 0.4 | 0.4 | 0.4 | 0.4 | 0.4 | 0.4 | 0.4 | 0.4 | 0.4 | 0.4 | 0.4 | 0.4 | 0.4 | 0.4 | 0.4 | 0.4 | 0.4 | 0.4 | 0.4 | 0.4 | 0.4
Reference | 20_USA | POW_Hydro_PP | WW1620 |  |  | 0.41265 | 0.40292 | 0.3956 | 0.3911 | 0.4 | 0.4 | 0.4 | 0.4 | 0.4 | 0.4 | 0.4 | 0.4 | 0.4 | 0.4 | 0.4 | 0.4 | 0.4 | 0.4 | 0.4 | 0.4 | 0.4 | 0.4 | 0.4 | 0.4 | 0.4 | 0.4 | 0.4 | 0.4 | 0.4 | 0.4 | 0.4 | 0.4 | 0.4 | 0.4 | 0.4 | 0.4 | 0.4 | 0.4 | 0.4 | 0.4 | 0.4 | 0.4 | 0.4 | 0.4 | 0.4 | 0.4 | 0.4 | 0.4 | 0.4 | 0.4 | 0.4 | 0.4 | 0.4 | 0.4
Reference | 20_USA | POW_Hydro_PP | WW2024 |  |  | 0.41265 | 0.40292 | 0.3956 | 0.3911 | 0.4 | 0.4 | 0.4 | 0.4 | 0.4 | 0.4 | 0.4 | 0.4 | 0.4 | 0.4 | 0.4 | 0.4 | 0.4 | 0.4 | 0.4 | 0.4 | 0.4 | 0.4 | 0.4 | 0.4 | 0.4 | 0.4 | 0.4 | 0.4 | 0.4 | 0.4 | 0.4 | 0.4 | 0.4 | 0.4 | 0.4 | 0.4 | 0.4 | 0.4 | 0.4 | 0.4 | 0.4 | 0.4 | 0.4 | 0.4 | 0.4 | 0.4 | 0.4 | 0.4 | 0.4 | 0.4 | 0.4 | 0.4 | 0.4 | 0.4
Reference | 20_USA | POW_Hydro_PP | WH0004 |  |  | 0.41265 | 0.40292 | 0.3956 | 0.3911 | 0.4 | 0.4 | 0.4 | 0.4 | 0.4 | 0.4 | 0.4 | 0.4 | 0.4 | 0.4 | 0.4 | 0.4 | 0.4 | 0.4 | 0.4 | 0.4 | 0.4 | 0.4 | 0.4 | 0.4 | 0.4 | 0.4 | 0.4 | 0.4 | 0.4 | 0.4 | 0.4 | 0.4 | 0.4 | 0.4 | 0.4 | 0.4 | 0.4 | 0.4 | 0.4 | 0.4 | 0.4 | 0.4 | 0.4 | 0.4 | 0.4 | 0.4 | 0.4 | 0.4 | 0.4 | 0.4 | 0.4 | 0.4 | 0.4 | 0.4
Reference | 20_USA | POW_Hydro_PP | WH0408 |  |  | 0.41265 | 0.40292 | 0.3956 | 0.3911 | 0.4 | 0.4 | 0.4 | 0.4 | 0.4 | 0.4 | 0.4 | 0.4 | 0.4 | 0.4 | 0.4 | 0.4 | 0.4 | 0.4 | 0.4 | 0.4 | 0.4 | 0.4 | 0.4 | 0.4 | 0.4 | 0.4 | 0.4 | 0.4 | 0.4 | 0.4 | 0.4 | 0.4 | 0.4 | 0.4 | 0.4 | 0.4 | 0.4 | 0.4 | 0.4 | 0.4 | 0.4 | 0.4 | 0.4 | 0.4 | 0.4 | 0.4 | 0.4 | 0.4 | 0.4 | 0.4 | 0.4 | 0.4 | 0.4 | 0.4
Reference | 20_USA | POW_Hydro_PP | WH0812 |  |  | 0.41265 | 0.40292 | 0.3956 | 0.3911 | 0.4 | 0.4 | 0.4 | 0.4 | 0.4 | 0.4 | 0.4 | 0.4 | 0.4 | 0.4 | 0.4 | 0.4 | 0.4 | 0.4 | 0.4 | 0.4 | 0.4 | 0.4 | 0.4 | 0.4 | 0.4 | 0.4 | 0.4 | 0.4 | 0.4 | 0.4 | 0.4 | 0.4 | 0.4 | 0.4 | 0.4 | 0.4 | 0.4 | 0.4 | 0.4 | 0.4 | 0.4 | 0.4 | 0.4 | 0.4 | 0.4 | 0.4 | 0.4 | 0.4 | 0.4 | 0.4 | 0.4 | 0.4 | 0.4 | 0.4
Reference | 20_USA | POW_Hydro_PP | WH1216 |  |  | 0.41265 | 0.40292 | 0.3956 | 0.3911 | 0.4 | 0.4 | 0.4 | 0.4 | 0.4 | 0.4 | 0.4 | 0.4 | 0.4 | 0.4 | 0.4 | 0.4 | 0.4 | 0.4 | 0.4 | 0.4 | 0.4 | 0.4 | 0.4 | 0.4 | 0.4 | 0.4 | 0.4 | 0.4 | 0.4 | 0.4 | 0.4 | 0.4 | 0.4 | 0.4 | 0.4 | 0.4 | 0.4 | 0.4 | 0.4 | 0.4 | 0.4 | 0.4 | 0.4 | 0.4 | 0.4 | 0.4 | 0.4 | 0.4 | 0.4 | 0.4 | 0.4 | 0.4 | 0.4 | 0.4
Reference | 20_USA | POW_Hydro_PP | WH1620 |  |  | 0.41265 | 0.40292 | 0.3956 | 0.3911 | 0.4 | 0.4 | 0.4 | 0.4 | 0.4 | 0.4 | 0.4 | 0.4 | 0.4 | 0.4 | 0.4 | 0.4 | 0.4 | 0.4 | 0.4 | 0.4 | 0.4 | 0.4 | 0.4 | 0.4 | 0.4 | 0.4 | 0.4 | 0.4 | 0.4 | 0.4 | 0.4 | 0.4 | 0.4 | 0.4 | 0.4 | 0.4 | 0.4 | 0.4 | 0.4 | 0.4 | 0.4 | 0.4 | 0.4 | 0.4 | 0.4 | 0.4 | 0.4 | 0.4 | 0.4 | 0.4 | 0.4 | 0.4 | 0.4 | 0.4
Reference | 20_USA | POW_Hydro_PP | WH2024 |  |  | 0.41265 | 0.40292 | 0.3956 | 0.3911 | 0.4 | 0.4 | 0.4 | 0.4 | 0.4 | 0.4 | 0.4 | 0.4 | 0.4 | 0.4 | 0.4 | 0.4 | 0.4 | 0.4 | 0.4 | 0.4 | 0.4 | 0.4 | 0.4 | 0.4 | 0.4 | 0.4 | 0.4 | 0.4 | 0.4 | 0.4 | 0.4 | 0.4 | 0.4 | 0.4 | 0.4 | 0.4 | 0.4 | 0.4 | 0.4 | 0.4 | 0.4 | 0.4 | 0.4 | 0.4 | 0.4 | 0.4 | 0.4 | 0.4 | 0.4 | 0.4 | 0.4 | 0.4 | 0.4 | 0.4
Reference | 20_USA | POW_Hydro_PP | IW0004 |  |  | 0.41265 | 0.40292 | 0.3956 | 0.3911 | 0.4 | 0.4 | 0.4 | 0.4 | 0.4 | 0.4 | 0.4 | 0.4 | 0.4 | 0.4 | 0.4 | 0.4 | 0.4 | 0.4 | 0.4 | 0.4 | 0.4 | 0.4 | 0.4 | 0.4 | 0.4 | 0.4 | 0.4 | 0.4 | 0.4 | 0.4 | 0.4 | 0.4 | 0.4 | 0.4 | 0.4 | 0.4 | 0.4 | 0.4 | 0.4 | 0.4 | 0.4 | 0.4 | 0.4 | 0.4 | 0.4 | 0.4 | 0.4 | 0.4 | 0.4 | 0.4 | 0.4 | 0.4 | 0.4 | 0.4
Reference | 20_USA | POW_Hydro_PP | IW0408 |  |  | 0.41265 | 0.40292 | 0.3956 | 0.3911 | 0.4 | 0.4 | 0.4 | 0.4 | 0.4 | 0.4 | 0.4 | 0.4 | 0.4 | 0.4 | 0.4 | 0.4 | 0.4 | 0.4 | 0.4 | 0.4 | 0.4 | 0.4 | 0.4 | 0.4 | 0.4 | 0.4 | 0.4 | 0.4 | 0.4 | 0.4 | 0.4 | 0.4 | 0.4 | 0.4 | 0.4 | 0.4 | 0.4 | 0.4 | 0.4 | 0.4 | 0.4 | 0.4 | 0.4 | 0.4 | 0.4 | 0.4 | 0.4 | 0.4 | 0.4 | 0.4 | 0.4 | 0.4 | 0.4 | 0.4
Reference | 20_USA | POW_Hydro_PP | IW0812 |  |  | 0.41265 | 0.40292 | 0.3956 | 0.3911 | 0.4 | 0.4 | 0.4 | 0.4 | 0.4 | 0.4 | 0.4 | 0.4 | 0.4 | 0.4 | 0.4 | 0.4 | 0.4 | 0.4 | 0.4 | 0.4 | 0.4 | 0.4 | 0.4 | 0.4 | 0.4 | 0.4 | 0.4 | 0.4 | 0.4 | 0.4 | 0.4 | 0.4 | 0.4 | 0.4 | 0.4 | 0.4 | 0.4 | 0.4 | 0.4 | 0.4 | 0.4 | 0.4 | 0.4 | 0.4 | 0.4 | 0.4 | 0.4 | 0.4 | 0.4 | 0.4 | 0.4 | 0.4 | 0.4 | 0.4
Reference | 20_USA | POW_Hydro_PP | IW1216 |  |  | 0.41265 | 0.40292 | 0.3956 | 0.3911 | 0.4 | 0.4 | 0.4 | 0.4 | 0.4 | 0.4 | 0.4 | 0.4 | 0.4 | 0.4 | 0.4 | 0.4 | 0.4 | 0.4 | 0.4 | 0.4 | 0.4 | 0.4 | 0.4 | 0.4 | 0.4 | 0.4 | 0.4 | 0.4 | 0.4 | 0.4 | 0.4 | 0.4 | 0.4 | 0.4 | 0.4 | 0.4 | 0.4 | 0.4 | 0.4 | 0.4 | 0.4 | 0.4 | 0.4 | 0.4 | 0.4 | 0.4 | 0.4 | 0.4 | 0.4 | 0.4 | 0.4 | 0.4 | 0.4 | 0.4
Reference | 20_USA | POW_Hydro_PP | IW1620 |  |  | 0.41265 | 0.40292 | 0.3956 | 0.3911 | 0.4 | 0.4 | 0.4 | 0.4 | 0.4 | 0.4 | 0.4 | 0.4 | 0.4 | 0.4 | 0.4 | 0.4 | 0.4 | 0.4 | 0.4 | 0.4 | 0.4 | 0.4 | 0.4 | 0.4 | 0.4 | 0.4 | 0.4 | 0.4 | 0.4 | 0.4 | 0.4 | 0.4 | 0.4 | 0.4 | 0.4 | 0.4 | 0.4 | 0.4 | 0.4 | 0.4 | 0.4 | 0.4 | 0.4 | 0.4 | 0.4 | 0.4 | 0.4 | 0.4 | 0.4 | 0.4 | 0.4 | 0.4 | 0.4 | 0.4
Reference | 20_USA | POW_Hydro_PP | IW2024 |  |  | 0.41265 | 0.40292 | 0.3956 | 0.3911 | 0.4 | 0.4 | 0.4 | 0.4 | 0.4 | 0.4 | 0.4 | 0.4 | 0.4 | 0.4 | 0.4 | 0.4 | 0.4 | 0.4 | 0.4 | 0.4 | 0.4 | 0.4 | 0.4 | 0.4 | 0.4 | 0.4 | 0.4 | 0.4 | 0.4 | 0.4 | 0.4 | 0.4 | 0.4 | 0.4 | 0.4 | 0.4 | 0.4 | 0.4 | 0.4 | 0.4 | 0.4 | 0.4 | 0.4 | 0.4 | 0.4 | 0.4 | 0.4 | 0.4 | 0.4 | 0.4 | 0.4 | 0.4 | 0.4 | 0.4
Reference | 20_USA | POW_Hydro_PP | IH0004 |  |  | 0.41265 | 0.40292 | 0.3956 | 0.3911 | 0.4 | 0.4 | 0.4 | 0.4 | 0.4 | 0.4 | 0.4 | 0.4 | 0.4 | 0.4 | 0.4 | 0.4 | 0.4 | 0.4 | 0.4 | 0.4 | 0.4 | 0.4 | 0.4 | 0.4 | 0.4 | 0.4 | 0.4 | 0.4 | 0.4 | 0.4 | 0.4 | 0.4 | 0.4 | 0.4 | 0.4 | 0.4 | 0.4 | 0.4 | 0.4 | 0.4 | 0.4 | 0.4 | 0.4 | 0.4 | 0.4 | 0.4 | 0.4 | 0.4 | 0.4 | 0.4 | 0.4 | 0.4 | 0.4 | 0.4
Reference | 20_USA | POW_Hydro_PP | IH0408 |  |  | 0.41265 | 0.40292 | 0.3956 | 0.3911 | 0.4 | 0.4 | 0.4 | 0.4 | 0.4 | 0.4 | 0.4 | 0.4 | 0.4 | 0.4 | 0.4 | 0.4 | 0.4 | 0.4 | 0.4 | 0.4 | 0.4 | 0.4 | 0.4 | 0.4 | 0.4 | 0.4 | 0.4 | 0.4 | 0.4 | 0.4 | 0.4 | 0.4 | 0.4 | 0.4 | 0.4 | 0.4 | 0.4 | 0.4 | 0.4 | 0.4 | 0.4 | 0.4 | 0.4 | 0.4 | 0.4 | 0.4 | 0.4 | 0.4 | 0.4 | 0.4 | 0.4 | 0.4 | 0.4 | 0.4
Reference | 20_USA | POW_Hydro_PP | IH0812 |  |  | 0.41265 | 0.40292 | 0.3956 | 0.3911 | 0.4 | 0.4 | 0.4 | 0.4 | 0.4 | 0.4 | 0.4 | 0.4 | 0.4 | 0.4 | 0.4 | 0.4 | 0.4 | 0.4 | 0.4 | 0.4 | 0.4 | 0.4 | 0.4 | 0.4 | 0.4 | 0.4 | 0.4 | 0.4 | 0.4 | 0.4 | 0.4 | 0.4 | 0.4 | 0.4 | 0.4 | 0.4 | 0.4 | 0.4 | 0.4 | 0.4 | 0.4 | 0.4 | 0.4 | 0.4 | 0.4 | 0.4 | 0.4 | 0.4 | 0.4 | 0.4 | 0.4 | 0.4 | 0.4 | 0.4
Reference | 20_USA | POW_Hydro_PP | IH1216 |  |  | 0.41265 | 0.40292 | 0.3956 | 0.3911 | 0.4 | 0.4 | 0.4 | 0.4 | 0.4 | 0.4 | 0.4 | 0.4 | 0.4 | 0.4 | 0.4 | 0.4 | 0.4 | 0.4 | 0.4 | 0.4 | 0.4 | 0.4 | 0.4 | 0.4 | 0.4 | 0.4 | 0.4 | 0.4 | 0.4 | 0.4 | 0.4 | 0.4 | 0.4 | 0.4 | 0.4 | 0.4 | 0.4 | 0.4 | 0.4 | 0.4 | 0.4 | 0.4 | 0.4 | 0.4 | 0.4 | 0.4 | 0.4 | 0.4 | 0.4 | 0.4 | 0.4 | 0.4 | 0.4 | 0.4
Reference | 20_USA | POW_Hydro_PP | IH1620 |  |  | 0.41265 | 0.40292 | 0.3956 | 0.3911 | 0.4 | 0.4 | 0.4 | 0.4 | 0.4 | 0.4 | 0.4 | 0.4 | 0.4 | 0.4 | 0.4 | 0.4 | 0.4 | 0.4 | 0.4 | 0.4 | 0.4 | 0.4 | 0.4 | 0.4 | 0.4 | 0.4 | 0.4 | 0.4 | 0.4 | 0.4 | 0.4 | 0.4 | 0.4 | 0.4 | 0.4 | 0.4 | 0.4 | 0.4 | 0.4 | 0.4 | 0.4 | 0.4 | 0.4 | 0.4 | 0.4 | 0.4 | 0.4 | 0.4 | 0.4 | 0.4 | 0.4 | 0.4 | 0.4 | 0.4
Reference | 20_USA | POW_Hydro_PP | IH2024 |  |  | 0.41265 | 0.40292 | 0.3956 | 0.3911 | 0.4 | 0.4 | 0.4 | 0.4 | 0.4 | 0.4 | 0.4 | 0.4 | 0.4 | 0.4 | 0.4 | 0.4 | 0.4 | 0.4 | 0.4 | 0.4 | 0.4 | 0.4 | 0.4 | 0.4 | 0.4 | 0.4 | 0.4 | 0.4 | 0.4 | 0.4 | 0.4 | 0.4 | 0.4 | 0.4 | 0.4 | 0.4 | 0.4 | 0.4 | 0.4 | 0.4 | 0.4 | 0.4 | 0.4 | 0.4 | 0.4 | 0.4 | 0.4 | 0.4 | 0.4 | 0.4 | 0.4 | 0.4 | 0.4 | 0.4
Reference | 20_USA | POW_Hydro_PP | SW0004 |  |  | 0.41265 | 0.40292 | 0.3956 | 0.3911 | 0.4 | 0.4 | 0.4 | 0.4 | 0.4 | 0.4 | 0.4 | 0.4 | 0.4 | 0.4 | 0.4 | 0.4 | 0.4 | 0.4 | 0.4 | 0.4 | 0.4 | 0.4 | 0.4 | 0.4 | 0.4 | 0.4 | 0.4 | 0.4 | 0.4 | 0.4 | 0.4 | 0.4 | 0.4 | 0.4 | 0.4 | 0.4 | 0.4 | 0.4 | 0.4 | 0.4 | 0.4 | 0.4 | 0.4 | 0.4 | 0.4 | 0.4 | 0.4 | 0.4 | 0.4 | 0.4 | 0.4 | 0.4 | 0.4 | 0.4
Reference | 20_USA | POW_Hydro_PP | SW0408 |  |  | 0.41265 | 0.40292 | 0.3956 | 0.3911 | 0.4 | 0.4 | 0.4 | 0.4 | 0.4 | 0.4 | 0.4 | 0.4 | 0.4 | 0.4 | 0.4 | 0.4 | 0.4 | 0.4 | 0.4 | 0.4 | 0.4 | 0.4 | 0.4 | 0.4 | 0.4 | 0.4 | 0.4 | 0.4 | 0.4 | 0.4 | 0.4 | 0.4 | 0.4 | 0.4 | 0.4 | 0.4 | 0.4 | 0.4 | 0.4 | 0.4 | 0.4 | 0.4 | 0.4 | 0.4 | 0.4 | 0.4 | 0.4 | 0.4 | 0.4 | 0.4 | 0.4 | 0.4 | 0.4 | 0.4
Reference | 20_USA | POW_Hydro_PP | SW0812 |  |  | 0.41265 | 0.40292 | 0.3956 | 0.3911 | 0.4 | 0.4 | 0.4 | 0.4 | 0.4 | 0.4 | 0.4 | 0.4 | 0.4 | 0.4 | 0.4 | 0.4 | 0.4 | 0.4 | 0.4 | 0.4 | 0.4 | 0.4 | 0.4 | 0.4 | 0.4 | 0.4 | 0.4 | 0.4 | 0.4 | 0.4 | 0.4 | 0.4 | 0.4 | 0.4 | 0.4 | 0.4 | 0.4 | 0.4 | 0.4 | 0.4 | 0.4 | 0.4 | 0.4 | 0.4 | 0.4 | 0.4 | 0.4 | 0.4 | 0.4 | 0.4 | 0.4 | 0.4 | 0.4 | 0.4
Reference | 20_USA | POW_Hydro_PP | SW1216 |  |  | 0.41265 | 0.40292 | 0.3956 | 0.3911 | 0.4 | 0.4 | 0.4 | 0.4 | 0.4 | 0.4 | 0.4 | 0.4 | 0.4 | 0.4 | 0.4 | 0.4 | 0.4 | 0.4 | 0.4 | 0.4 | 0.4 | 0.4 | 0.4 | 0.4 | 0.4 | 0.4 | 0.4 | 0.4 | 0.4 | 0.4 | 0.4 | 0.4 | 0.4 | 0.4 | 0.4 | 0.4 | 0.4 | 0.4 | 0.4 | 0.4 | 0.4 | 0.4 | 0.4 | 0.4 | 0.4 | 0.4 | 0.4 | 0.4 | 0.4 | 0.4 | 0.4 | 0.4 | 0.4 | 0.4
Reference | 20_USA | POW_Hydro_PP | SW1620 |  |  | 0.41265 | 0.40292 | 0.3956 | 0.3911 | 0.4 | 0.4 | 0.4 | 0.4 | 0.4 | 0.4 | 0.4 | 0.4 | 0.4 | 0.4 | 0.4 | 0.4 | 0.4 | 0.4 | 0.4 | 0.4 | 0.4 | 0.4 | 0.4 | 0.4 | 0.4 | 0.4 | 0.4 | 0.4 | 0.4 | 0.4 | 0.4 | 0.4 | 0.4 | 0.4 | 0.4 | 0.4 | 0.4 | 0.4 | 0.4 | 0.4 | 0.4 | 0.4 | 0.4 | 0.4 | 0.4 | 0.4 | 0.4 | 0.4 | 0.4 | 0.4 | 0.4 | 0.4 | 0.4 | 0.4
Reference | 20_USA | POW_Hydro_PP | SW2024 |  |  | 0.41265 | 0.40292 | 0.3956 | 0.3911 | 0.4 | 0.4 | 0.4 | 0.4 | 0.4 | 0.4 | 0.4 | 0.4 | 0.4 | 0.4 | 0.4 | 0.4 | 0.4 | 0.4 | 0.4 | 0.4 | 0.4 | 0.4 | 0.4 | 0.4 | 0.4 | 0.4 | 0.4 | 0.4 | 0.4 | 0.4 | 0.4 | 0.4 | 0.4 | 0.4 | 0.4 | 0.4 | 0.4 | 0.4 | 0.4 | 0.4 | 0.4 | 0.4 | 0.4 | 0.4 | 0.4 | 0.4 | 0.4 | 0.4 | 0.4 | 0.4 | 0.4 | 0.4 | 0.4 | 0.4
Reference | 20_USA | POW_Hydro_PP | SH0004 |  |  | 0.41265 | 0.40292 | 0.3956 | 0.3911 | 0.4 | 0.4 | 0.4 | 0.4 | 0.4 | 0.4 | 0.4 | 0.4 | 0.4 | 0.4 | 0.4 | 0.4 | 0.4 | 0.4 | 0.4 | 0.4 | 0.4 | 0.4 | 0.4 | 0.4 | 0.4 | 0.4 | 0.4 | 0.4 | 0.4 | 0.4 | 0.4 | 0.4 | 0.4 | 0.4 | 0.4 | 0.4 | 0.4 | 0.4 | 0.4 | 0.4 | 0.4 | 0.4 | 0.4 | 0.4 | 0.4 | 0.4 | 0.4 | 0.4 | 0.4 | 0.4 | 0.4 | 0.4 | 0.4 | 0.4
Reference | 20_USA | POW_Hydro_PP | SH0408 |  |  | 0.41265 | 0.40292 | 0.3956 | 0.3911 | 0.4 | 0.4 | 0.4 | 0.4 | 0.4 | 0.4 | 0.4 | 0.4 | 0.4 | 0.4 | 0.4 | 0.4 | 0.4 | 0.4 | 0.4 | 0.4 | 0.4 | 0.4 | 0.4 | 0.4 | 0.4 | 0.4 | 0.4 | 0.4 | 0.4 | 0.4 | 0.4 | 0.4 | 0.4 | 0.4 | 0.4 | 0.4 | 0.4 | 0.4 | 0.4 | 0.4 | 0.4 | 0.4 | 0.4 | 0.4 | 0.4 | 0.4 | 0.4 | 0.4 | 0.4 | 0.4 | 0.4 | 0.4 | 0.4 | 0.4
Reference | 20_USA | POW_Hydro_PP | SH0812 |  |  | 0.41265 | 0.40292 | 0.3956 | 0.3911 | 0.4 | 0.4 | 0.4 | 0.4 | 0.4 | 0.4 | 0.4 | 0.4 | 0.4 | 0.4 | 0.4 | 0.4 | 0.4 | 0.4 | 0.4 | 0.4 | 0.4 | 0.4 | 0.4 | 0.4 | 0.4 | 0.4 | 0.4 | 0.4 | 0.4 | 0.4 | 0.4 | 0.4 | 0.4 | 0.4 | 0.4 | 0.4 | 0.4 | 0.4 | 0.4 | 0.4 | 0.4 | 0.4 | 0.4 | 0.4 | 0.4 | 0.4 | 0.4 | 0.4 | 0.4 | 0.4 | 0.4 | 0.4 | 0.4 | 0.4
Reference | 20_USA | POW_Hydro_PP | SH1216 |  |  | 0.41265 | 0.40292 | 0.3956 | 0.3911 | 0.4 | 0.4 | 0.4 | 0.4 | 0.4 | 0.4 | 0.4 | 0.4 | 0.4 | 0.4 | 0.4 | 0.4 | 0.4 | 0.4 | 0.4 | 0.4 | 0.4 | 0.4 | 0.4 | 0.4 | 0.4 | 0.4 | 0.4 | 0.4 | 0.4 | 0.4 | 0.4 | 0.4 | 0.4 | 0.4 | 0.4 | 0.4 | 0.4 | 0.4 | 0.4 | 0.4 | 0.4 | 0.4 | 0.4 | 0.4 | 0.4 | 0.4 | 0.4 | 0.4 | 0.4 | 0.4 | 0.4 | 0.4 | 0.4 | 0.4
Reference | 20_USA | POW_Hydro_PP | SH1620 |  |  | 0.41265 | 0.40292 | 0.3956 | 0.3911 | 0.4 | 0.4 | 0.4 | 0.4 | 0.4 | 0.4 | 0.4 | 0.4 | 0.4 | 0.4 | 0.4 | 0.4 | 0.4 | 0.4 | 0.4 | 0.4 | 0.4 | 0.4 | 0.4 | 0.4 | 0.4 | 0.4 | 0.4 | 0.4 | 0.4 | 0.4 | 0.4 | 0.4 | 0.4 | 0.4 | 0.4 | 0.4 | 0.4 | 0.4 | 0.4 | 0.4 | 0.4 | 0.4 | 0.4 | 0.4 | 0.4 | 0.4 | 0.4 | 0.4 | 0.4 | 0.4 | 0.4 | 0.4 | 0.4 | 0.4
Reference | 20_USA | POW_Hydro_PP | SH2024 |  |  | 0.41265 | 0.40292 | 0.3956 | 0.3911 | 0.4 | 0.4 | 0.4 | 0.4 | 0.4 | 0.4 | 0.4 | 0.4 | 0.4 | 0.4 | 0.4 | 0.4 | 0.4 | 0.4 | 0.4 | 0.4 | 0.4 | 0.4 | 0.4 | 0.4 | 0.4 | 0.4 | 0.4 | 0.4 | 0.4 | 0.4 | 0.4 | 0.4 | 0.4 | 0.4 | 0.4 | 0.4 | 0.4 | 0.4 | 0.4 | 0.4 | 0.4 | 0.4 | 0.4 | 0.4 | 0.4 | 0.4 | 0.4 | 0.4 | 0.4 | 0.4 | 0.4 | 0.4 | 0.4 | 0.4
Reference | 20_USA | POW_Geothermal_PP | WW0004 |  |  | 0.86084 | 0.87677 | 0.82034 | 0.83582 | 0.83582 | 0.83582 | 0.83582 | 0.83582 | 0.83582 | 0.83582 | 0.83582 | 0.83582 | 0.83582 | 0.83582 | 0.83582 | 0.83582 | 0.83582 | 0.83582 | 0.83582 | 0.83582 | 0.83582 | 0.83582 | 0.83582 | 0.83582 | 0.83582 | 0.83582 | 0.83582 | 0.83582 | 0.83582 | 0.83582 | 0.83582 | 0.83582 | 0.83582 | 0.83582 | 0.83582 | 0.83582 | 0.83582 | 0.83582 | 0.83582 | 0.83582 | 0.83582 | 0.83582 | 0.83582 | 0.83582 | 0.83582 | 0.83582 | 0.83582 | 0.83582 | 0.83582 | 0.83582 | 0.83582 | 0.83582 | 0.83582 | 0.83582
Reference | 20_USA | POW_Geothermal_PP | WW0408 |  |  | 0.86084 | 0.87677 | 0.82034 | 0.83582 | 0.83582 | 0.83582 | 0.83582 | 0.83582 | 0.83582 | 0.83582 | 0.83582 | 0.83582 | 0.83582 | 0.83582 | 0.83582 | 0.83582 | 0.83582 | 0.83582 | 0.83582 | 0.83582 | 0.83582 | 0.83582 | 0.83582 | 0.83582 | 0.83582 | 0.83582 | 0.83582 | 0.83582 | 0.83582 | 0.83582 | 0.83582 | 0.83582 | 0.83582 | 0.83582 | 0.83582 | 0.83582 | 0.83582 | 0.83582 | 0.83582 | 0.83582 | 0.83582 | 0.83582 | 0.83582 | 0.83582 | 0.83582 | 0.83582 | 0.83582 | 0.83582 | 0.83582 | 0.83582 | 0.83582 | 0.83582 | 0.83582 | 0.83582
Reference | 20_USA | POW_Geothermal_PP | WW0812 |  |  | 0.86084 | 0.87677 | 0.82034 | 0.83582 | 0.83582 | 0.83582 | 0.83582 | 0.83582 | 0.83582 | 0.83582 | 0.83582 | 0.83582 | 0.83582 | 0.83582 | 0.83582 | 0.83582 | 0.83582 | 0.83582 | 0.83582 | 0.83582 | 0.83582 | 0.83582 | 0.83582 | 0.83582 | 0.83582 | 0.83582 | 0.83582 | 0.83582 | 0.83582 | 0.83582 | 0.83582 | 0.83582 | 0.83582 | 0.83582 | 0.83582 | 0.83582 | 0.83582 | 0.83582 | 0.83582 | 0.83582 | 0.83582 | 0.83582 | 0.83582 | 0.83582 | 0.83582 | 0.83582 | 0.83582 | 0.83582 | 0.83582 | 0.83582 | 0.83582 | 0.83582 | 0.83582 | 0.83582
Reference | 20_USA | POW_Geothermal_PP | WW1216 |  |  | 0.86084 | 0.87677 | 0.82034 | 0.83582 | 0.83582 | 0.83582 | 0.83582 | 0.83582 | 0.83582 | 0.83582 | 0.83582 | 0.83582 | 0.83582 | 0.83582 | 0.83582 | 0.83582 | 0.83582 | 0.83582 | 0.83582 | 0.83582 | 0.83582 | 0.83582 | 0.83582 | 0.83582 | 0.83582 | 0.83582 | 0.83582 | 0.83582 | 0.83582 | 0.83582 | 0.83582 | 0.83582 | 0.83582 | 0.83582 | 0.83582 | 0.83582 | 0.83582 | 0.83582 | 0.83582 | 0.83582 | 0.83582 | 0.83582 | 0.83582 | 0.83582 | 0.83582 | 0.83582 | 0.83582 | 0.83582 | 0.83582 | 0.83582 | 0.83582 | 0.83582 | 0.83582 | 0.83582
Reference | 20_USA | POW_Geothermal_PP | WW1620 |  |  | 0.86084 | 0.87677 | 0.82034 | 0.83582 | 0.83582 | 0.83582 | 0.83582 | 0.83582 | 0.83582 | 0.83582 | 0.83582 | 0.83582 | 0.83582 | 0.83582 | 0.83582 | 0.83582 | 0.83582 | 0.83582 | 0.83582 | 0.83582 | 0.83582 | 0.83582 | 0.83582 | 0.83582 | 0.83582 | 0.83582 | 0.83582 | 0.83582 | 0.83582 | 0.83582 | 0.83582 | 0.83582 | 0.83582 | 0.83582 | 0.83582 | 0.83582 | 0.83582 | 0.83582 | 0.83582 | 0.83582 | 0.83582 | 0.83582 | 0.83582 | 0.83582 | 0.83582 | 0.83582 | 0.83582 | 0.83582 | 0.83582 | 0.83582 | 0.83582 | 0.83582 | 0.83582 | 0.83582
Reference | 20_USA | POW_Geothermal_PP | WW2024 |  |  | 0.86084 | 0.87677 | 0.82034 | 0.83582 | 0.83582 | 0.83582 | 0.83582 | 0.83582 | 0.83582 | 0.83582 | 0.83582 | 0.83582 | 0.83582 | 0.83582 | 0.83582 | 0.83582 | 0.83582 | 0.83582 | 0.83582 | 0.83582 | 0.83582 | 0.83582 | 0.83582 | 0.83582 | 0.83582 | 0.83582 | 0.83582 | 0.83582 | 0.83582 | 0.83582 | 0.83582 | 0.83582 | 0.83582 | 0.83582 | 0.83582 | 0.83582 | 0.83582 | 0.83582 | 0.83582 | 0.83582 | 0.83582 | 0.83582 | 0.83582 | 0.83582 | 0.83582 | 0.83582 | 0.83582 | 0.83582 | 0.83582 | 0.83582 | 0.83582 | 0.83582 | 0.83582 | 0.83582
Reference | 20_USA | POW_Geothermal_PP | WH0004 |  |  | 0.86084 | 0.87677 | 0.82034 | 0.83582 | 0.83582 | 0.83582 | 0.83582 | 0.83582 | 0.83582 | 0.83582 | 0.83582 | 0.83582 | 0.83582 | 0.83582 | 0.83582 | 0.83582 | 0.83582 | 0.83582 | 0.83582 | 0.83582 | 0.83582 | 0.83582 | 0.83582 | 0.83582 | 0.83582 | 0.83582 | 0.83582 | 0.83582 | 0.83582 | 0.83582 | 0.83582 | 0.83582 | 0.83582 | 0.83582 | 0.83582 | 0.83582 | 0.83582 | 0.83582 | 0.83582 | 0.83582 | 0.83582 | 0.83582 | 0.83582 | 0.83582 | 0.83582 | 0.83582 | 0.83582 | 0.83582 | 0.83582 | 0.83582 | 0.83582 | 0.83582 | 0.83582 | 0.83582
Reference | 20_USA | POW_Geothermal_PP | WH0408 |  |  | 0.86084 | 0.87677 | 0.82034 | 0.83582 | 0.83582 | 0.83582 | 0.83582 | 0.83582 | 0.83582 | 0.83582 | 0.83582 | 0.83582 | 0.83582 | 0.83582 | 0.83582 | 0.83582 | 0.83582 | 0.83582 | 0.83582 | 0.83582 | 0.83582 | 0.83582 | 0.83582 | 0.83582 | 0.83582 | 0.83582 | 0.83582 | 0.83582 | 0.83582 | 0.83582 | 0.83582 | 0.83582 | 0.83582 | 0.83582 | 0.83582 | 0.83582 | 0.83582 | 0.83582 | 0.83582 | 0.83582 | 0.83582 | 0.83582 | 0.83582 | 0.83582 | 0.83582 | 0.83582 | 0.83582 | 0.83582 | 0.83582 | 0.83582 | 0.83582 | 0.83582 | 0.83582 | 0.83582
Reference | 20_USA | POW_Geothermal_PP | WH0812 |  |  | 0.86084 | 0.87677 | 0.82034 | 0.83582 | 0.83582 | 0.83582 | 0.83582 | 0.83582 | 0.83582 | 0.83582 | 0.83582 | 0.83582 | 0.83582 | 0.83582 | 0.83582 | 0.83582 | 0.83582 | 0.83582 | 0.83582 | 0.83582 | 0.83582 | 0.83582 | 0.83582 | 0.83582 | 0.83582 | 0.83582 | 0.83582 | 0.83582 | 0.83582 | 0.83582 | 0.83582 | 0.83582 | 0.83582 | 0.83582 | 0.83582 | 0.83582 | 0.83582 | 0.83582 | 0.83582 | 0.83582 | 0.83582 | 0.83582 | 0.83582 | 0.83582 | 0.83582 | 0.83582 | 0.83582 | 0.83582 | 0.83582 | 0.83582 | 0.83582 | 0.83582 | 0.83582 | 0.83582
Reference | 20_USA | POW_Geothermal_PP | WH1216 |  |  | 0.86084 | 0.87677 | 0.82034 | 0.83582 | 0.83582 | 0.83582 | 0.83582 | 0.83582 | 0.83582 | 0.83582 | 0.83582 | 0.83582 | 0.83582 | 0.83582 | 0.83582 | 0.83582 | 0.83582 | 0.83582 | 0.83582 | 0.83582 | 0.83582 | 0.83582 | 0.83582 | 0.83582 | 0.83582 | 0.83582 | 0.83582 | 0.83582 | 0.83582 | 0.83582 | 0.83582 | 0.83582 | 0.83582 | 0.83582 | 0.83582 | 0.83582 | 0.83582 | 0.83582 | 0.83582 | 0.83582 | 0.83582 | 0.83582 | 0.83582 | 0.83582 | 0.83582 | 0.83582 | 0.83582 | 0.83582 | 0.83582 | 0.83582 | 0.83582 | 0.83582 | 0.83582 | 0.83582
Reference | 20_USA | POW_Geothermal_PP | WH1620 |  |  | 0.86084 | 0.87677 | 0.82034 | 0.83582 | 0.83582 | 0.83582 | 0.83582 | 0.83582 | 0.83582 | 0.83582 | 0.83582 | 0.83582 | 0.83582 | 0.83582 | 0.83582 | 0.83582 | 0.83582 | 0.83582 | 0.83582 | 0.83582 | 0.83582 | 0.83582 | 0.83582 | 0.83582 | 0.83582 | 0.83582 | 0.83582 | 0.83582 | 0.83582 | 0.83582 | 0.83582 | 0.83582 | 0.83582 | 0.83582 | 0.83582 | 0.83582 | 0.83582 | 0.83582 | 0.83582 | 0.83582 | 0.83582 | 0.83582 | 0.83582 | 0.83582 | 0.83582 | 0.83582 | 0.83582 | 0.83582 | 0.83582 | 0.83582 | 0.83582 | 0.83582 | 0.83582 | 0.83582
Reference | 20_USA | POW_Geothermal_PP | WH2024 |  |  | 0.86084 | 0.87677 | 0.82034 | 0.83582 | 0.83582 | 0.83582 | 0.83582 | 0.83582 | 0.83582 | 0.83582 | 0.83582 | 0.83582 | 0.83582 | 0.83582 | 0.83582 | 0.83582 | 0.83582 | 0.83582 | 0.83582 | 0.83582 | 0.83582 | 0.83582 | 0.83582 | 0.83582 | 0.83582 | 0.83582 | 0.83582 | 0.83582 | 0.83582 | 0.83582 | 0.83582 | 0.83582 | 0.83582 | 0.83582 | 0.83582 | 0.83582 | 0.83582 | 0.83582 | 0.83582 | 0.83582 | 0.83582 | 0.83582 | 0.83582 | 0.83582 | 0.83582 | 0.83582 | 0.83582 | 0.83582 | 0.83582 | 0.83582 | 0.83582 | 0.83582 | 0.83582 | 0.83582
Reference | 20_USA | POW_Geothermal_PP | IW0004 |  |  | 0.86084 | 0.87677 | 0.82034 | 0.83582 | 0.83582 | 0.83582 | 0.83582 | 0.83582 | 0.83582 | 0.83582 | 0.83582 | 0.83582 | 0.83582 | 0.83582 | 0.83582 | 0.83582 | 0.83582 | 0.83582 | 0.83582 | 0.83582 | 0.83582 | 0.83582 | 0.83582 | 0.83582 | 0.83582 | 0.83582 | 0.83582 | 0.83582 | 0.83582 | 0.83582 | 0.83582 | 0.83582 | 0.83582 | 0.83582 | 0.83582 | 0.83582 | 0.83582 | 0.83582 | 0.83582 | 0.83582 | 0.83582 | 0.83582 | 0.83582 | 0.83582 | 0.83582 | 0.83582 | 0.83582 | 0.83582 | 0.83582 | 0.83582 | 0.83582 | 0.83582 | 0.83582 | 0.83582
Reference | 20_USA | POW_Geothermal_PP | IW0408 |  |  | 0.86084 | 0.87677 | 0.82034 | 0.83582 | 0.83582 | 0.83582 | 0.83582 | 0.83582 | 0.83582 | 0.83582 | 0.83582 | 0.83582 | 0.83582 | 0.83582 | 0.83582 | 0.83582 | 0.83582 | 0.83582 | 0.83582 | 0.83582 | 0.83582 | 0.83582 | 0.83582 | 0.83582 | 0.83582 | 0.83582 | 0.83582 | 0.83582 | 0.83582 | 0.83582 | 0.83582 | 0.83582 | 0.83582 | 0.83582 | 0.83582 | 0.83582 | 0.83582 | 0.83582 | 0.83582 | 0.83582 | 0.83582 | 0.83582 | 0.83582 | 0.83582 | 0.83582 | 0.83582 | 0.83582 | 0.83582 | 0.83582 | 0.83582 | 0.83582 | 0.83582 | 0.83582 | 0.83582
Reference | 20_USA | POW_Geothermal_PP | IW0812 |  |  | 0.86084 | 0.87677 | 0.82034 | 0.83582 | 0.83582 | 0.83582 | 0.83582 | 0.83582 | 0.83582 | 0.83582 | 0.83582 | 0.83582 | 0.83582 | 0.83582 | 0.83582 | 0.83582 | 0.83582 | 0.83582 | 0.83582 | 0.83582 | 0.83582 | 0.83582 | 0.83582 | 0.83582 | 0.83582 | 0.83582 | 0.83582 | 0.83582 | 0.83582 | 0.83582 | 0.83582 | 0.83582 | 0.83582 | 0.83582 | 0.83582 | 0.83582 | 0.83582 | 0.83582 | 0.83582 | 0.83582 | 0.83582 | 0.83582 | 0.83582 | 0.83582 | 0.83582 | 0.83582 | 0.83582 | 0.83582 | 0.83582 | 0.83582 | 0.83582 | 0.83582 | 0.83582 | 0.83582
Reference | 20_USA | POW_Geothermal_PP | IW1216 |  |  | 0.86084 | 0.87677 | 0.82034 | 0.83582 | 0.83582 | 0.83582 | 0.83582 | 0.83582 | 0.83582 | 0.83582 | 0.83582 | 0.83582 | 0.83582 | 0.83582 | 0.83582 | 0.83582 | 0.83582 | 0.83582 | 0.83582 | 0.83582 | 0.83582 | 0.83582 | 0.83582 | 0.83582 | 0.83582 | 0.83582 | 0.83582 | 0.83582 | 0.83582 | 0.83582 | 0.83582 | 0.83582 | 0.83582 | 0.83582 | 0.83582 | 0.83582 | 0.83582 | 0.83582 | 0.83582 | 0.83582 | 0.83582 | 0.83582 | 0.83582 | 0.83582 | 0.83582 | 0.83582 | 0.83582 | 0.83582 | 0.83582 | 0.83582 | 0.83582 | 0.83582 | 0.83582 | 0.83582
Reference | 20_USA | POW_Geothermal_PP | IW1620 |  |  | 0.86084 | 0.87677 | 0.82034 | 0.83582 | 0.83582 | 0.83582 | 0.83582 | 0.83582 | 0.83582 | 0.83582 | 0.83582 | 0.83582 | 0.83582 | 0.83582 | 0.83582 | 0.83582 | 0.83582 | 0.83582 | 0.83582 | 0.83582 | 0.83582 | 0.83582 | 0.83582 | 0.83582 | 0.83582 | 0.83582 | 0.83582 | 0.83582 | 0.83582 | 0.83582 | 0.83582 | 0.83582 | 0.83582 | 0.83582 | 0.83582 | 0.83582 | 0.83582 | 0.83582 | 0.83582 | 0.83582 | 0.83582 | 0.83582 | 0.83582 | 0.83582 | 0.83582 | 0.83582 | 0.83582 | 0.83582 | 0.83582 | 0.83582 | 0.83582 | 0.83582 | 0.83582 | 0.83582
Reference | 20_USA | POW_Geothermal_PP | IW2024 |  |  | 0.86084 | 0.87677 | 0.82034 | 0.83582 | 0.83582 | 0.83582 | 0.83582 | 0.83582 | 0.83582 | 0.83582 | 0.83582 | 0.83582 | 0.83582 | 0.83582 | 0.83582 | 0.83582 | 0.83582 | 0.83582 | 0.83582 | 0.83582 | 0.83582 | 0.83582 | 0.83582 | 0.83582 | 0.83582 | 0.83582 | 0.83582 | 0.83582 | 0.83582 | 0.83582 | 0.83582 | 0.83582 | 0.83582 | 0.83582 | 0.83582 | 0.83582 | 0.83582 | 0.83582 | 0.83582 | 0.83582 | 0.83582 | 0.83582 | 0.83582 | 0.83582 | 0.83582 | 0.83582 | 0.83582 | 0.83582 | 0.83582 | 0.83582 | 0.83582 | 0.83582 | 0.83582 | 0.83582
Reference | 20_USA | POW_Geothermal_PP | IH0004 |  |  | 0.86084 | 0.87677 | 0.82034 | 0.83582 | 0.83582 | 0.83582 | 0.83582 | 0.83582 | 0.83582 | 0.83582 | 0.83582 | 0.83582 | 0.83582 | 0.83582 | 0.83582 | 0.83582 | 0.83582 | 0.83582 | 0.83582 | 0.83582 | 0.83582 | 0.83582 | 0.83582 | 0.83582 | 0.83582 | 0.83582 | 0.83582 | 0.83582 | 0.83582 | 0.83582 | 0.83582 | 0.83582 | 0.83582 | 0.83582 | 0.83582 | 0.83582 | 0.83582 | 0.83582 | 0.83582 | 0.83582 | 0.83582 | 0.83582 | 0.83582 | 0.83582 | 0.83582 | 0.83582 | 0.83582 | 0.83582 | 0.83582 | 0.83582 | 0.83582 | 0.83582 | 0.83582 | 0.83582
Reference | 20_USA | POW_Geothermal_PP | IH0408 |  |  | 0.86084 | 0.87677 | 0.82034 | 0.83582 | 0.83582 | 0.83582 | 0.83582 | 0.83582 | 0.83582 | 0.83582 | 0.83582 | 0.83582 | 0.83582 | 0.83582 | 0.83582 | 0.83582 | 0.83582 | 0.83582 | 0.83582 | 0.83582 | 0.83582 | 0.83582 | 0.83582 | 0.83582 | 0.83582 | 0.83582 | 0.83582 | 0.83582 | 0.83582 | 0.83582 | 0.83582 | 0.83582 | 0.83582 | 0.83582 | 0.83582 | 0.83582 | 0.83582 | 0.83582 | 0.83582 | 0.83582 | 0.83582 | 0.83582 | 0.83582 | 0.83582 | 0.83582 | 0.83582 | 0.83582 | 0.83582 | 0.83582 | 0.83582 | 0.83582 | 0.83582 | 0.83582 | 0.83582
Reference | 20_USA | POW_Geothermal_PP | IH0812 |  |  | 0.86084 | 0.87677 | 0.82034 | 0.83582 | 0.83582 | 0.83582 | 0.83582 | 0.83582 | 0.83582 | 0.83582 | 0.83582 | 0.83582 | 0.83582 | 0.83582 | 0.83582 | 0.83582 | 0.83582 | 0.83582 | 0.83582 | 0.83582 | 0.83582 | 0.83582 | 0.83582 | 0.83582 | 0.83582 | 0.83582 | 0.83582 | 0.83582 | 0.83582 | 0.83582 | 0.83582 | 0.83582 | 0.83582 | 0.83582 | 0.83582 | 0.83582 | 0.83582 | 0.83582 | 0.83582 | 0.83582 | 0.83582 | 0.83582 | 0.83582 | 0.83582 | 0.83582 | 0.83582 | 0.83582 | 0.83582 | 0.83582 | 0.83582 | 0.83582 | 0.83582 | 0.83582 | 0.83582
Reference | 20_USA | POW_Geothermal_PP | IH1216 |  |  | 0.86084 | 0.87677 | 0.82034 | 0.83582 | 0.83582 | 0.83582 | 0.83582 | 0.83582 | 0.83582 | 0.83582 | 0.83582 | 0.83582 | 0.83582 | 0.83582 | 0.83582 | 0.83582 | 0.83582 | 0.83582 | 0.83582 | 0.83582 | 0.83582 | 0.83582 | 0.83582 | 0.83582 | 0.83582 | 0.83582 | 0.83582 | 0.83582 | 0.83582 | 0.83582 | 0.83582 | 0.83582 | 0.83582 | 0.83582 | 0.83582 | 0.83582 | 0.83582 | 0.83582 | 0.83582 | 0.83582 | 0.83582 | 0.83582 | 0.83582 | 0.83582 | 0.83582 | 0.83582 | 0.83582 | 0.83582 | 0.83582 | 0.83582 | 0.83582 | 0.83582 | 0.83582 | 0.83582
Reference | 20_USA | POW_Geothermal_PP | IH1620 |  |  | 0.86084 | 0.87677 | 0.82034 | 0.83582 | 0.83582 | 0.83582 | 0.83582 | 0.83582 | 0.83582 | 0.83582 | 0.83582 | 0.83582 | 0.83582 | 0.83582 | 0.83582 | 0.83582 | 0.83582 | 0.83582 | 0.83582 | 0.83582 | 0.83582 | 0.83582 | 0.83582 | 0.83582 | 0.83582 | 0.83582 | 0.83582 | 0.83582 | 0.83582 | 0.83582 | 0.83582 | 0.83582 | 0.83582 | 0.83582 | 0.83582 | 0.83582 | 0.83582 | 0.83582 | 0.83582 | 0.83582 | 0.83582 | 0.83582 | 0.83582 | 0.83582 | 0.83582 | 0.83582 | 0.83582 | 0.83582 | 0.83582 | 0.83582 | 0.83582 | 0.83582 | 0.83582 | 0.83582
Reference | 20_USA | POW_Geothermal_PP | IH2024 |  |  | 0.86084 | 0.87677 | 0.82034 | 0.83582 | 0.83582 | 0.83582 | 0.83582 | 0.83582 | 0.83582 | 0.83582 | 0.83582 | 0.83582 | 0.83582 | 0.83582 | 0.83582 | 0.83582 | 0.83582 | 0.83582 | 0.83582 | 0.83582 | 0.83582 | 0.83582 | 0.83582 | 0.83582 | 0.83582 | 0.83582 | 0.83582 | 0.83582 | 0.83582 | 0.83582 | 0.83582 | 0.83582 | 0.83582 | 0.83582 | 0.83582 | 0.83582 | 0.83582 | 0.83582 | 0.83582 | 0.83582 | 0.83582 | 0.83582 | 0.83582 | 0.83582 | 0.83582 | 0.83582 | 0.83582 | 0.83582 | 0.83582 | 0.83582 | 0.83582 | 0.83582 | 0.83582 | 0.83582
Reference | 20_USA | POW_Geothermal_PP | SW0004 |  |  | 0.86084 | 0.87677 | 0.82034 | 0.83582 | 0.83582 | 0.83582 | 0.83582 | 0.83582 | 0.83582 | 0.83582 | 0.83582 | 0.83582 | 0.83582 | 0.83582 | 0.83582 | 0.83582 | 0.83582 | 0.83582 | 0.83582 | 0.83582 | 0.83582 | 0.83582 | 0.83582 | 0.83582 | 0.83582 | 0.83582 | 0.83582 | 0.83582 | 0.83582 | 0.83582 | 0.83582 | 0.83582 | 0.83582 | 0.83582 | 0.83582 | 0.83582 | 0.83582 | 0.83582 | 0.83582 | 0.83582 | 0.83582 | 0.83582 | 0.83582 | 0.83582 | 0.83582 | 0.83582 | 0.83582 | 0.83582 | 0.83582 | 0.83582 | 0.83582 | 0.83582 | 0.83582 | 0.83582
Reference | 20_USA | POW_Geothermal_PP | SW0408 |  |  | 0.86084 | 0.87677 | 0.82034 | 0.83582 | 0.83582 | 0.83582 | 0.83582 | 0.83582 | 0.83582 | 0.83582 | 0.83582 | 0.83582 | 0.83582 | 0.83582 | 0.83582 | 0.83582 | 0.83582 | 0.83582 | 0.83582 | 0.83582 | 0.83582 | 0.83582 | 0.83582 | 0.83582 | 0.83582 | 0.83582 | 0.83582 | 0.83582 | 0.83582 | 0.83582 | 0.83582 | 0.83582 | 0.83582 | 0.83582 | 0.83582 | 0.83582 | 0.83582 | 0.83582 | 0.83582 | 0.83582 | 0.83582 | 0.83582 | 0.83582 | 0.83582 | 0.83582 | 0.83582 | 0.83582 | 0.83582 | 0.83582 | 0.83582 | 0.83582 | 0.83582 | 0.83582 | 0.83582
Reference | 20_USA | POW_Geothermal_PP | SW0812 |  |  | 0.86084 | 0.87677 | 0.82034 | 0.83582 | 0.83582 | 0.83582 | 0.83582 | 0.83582 | 0.83582 | 0.83582 | 0.83582 | 0.83582 | 0.83582 | 0.83582 | 0.83582 | 0.83582 | 0.83582 | 0.83582 | 0.83582 | 0.83582 | 0.83582 | 0.83582 | 0.83582 | 0.83582 | 0.83582 | 0.83582 | 0.83582 | 0.83582 | 0.83582 | 0.83582 | 0.83582 | 0.83582 | 0.83582 | 0.83582 | 0.83582 | 0.83582 | 0.83582 | 0.83582 | 0.83582 | 0.83582 | 0.83582 | 0.83582 | 0.83582 | 0.83582 | 0.83582 | 0.83582 | 0.83582 | 0.83582 | 0.83582 | 0.83582 | 0.83582 | 0.83582 | 0.83582 | 0.83582
Reference | 20_USA | POW_Geothermal_PP | SW1216 |  |  | 0.86084 | 0.87677 | 0.82034 | 0.83582 | 0.83582 | 0.83582 | 0.83582 | 0.83582 | 0.83582 | 0.83582 | 0.83582 | 0.83582 | 0.83582 | 0.83582 | 0.83582 | 0.83582 | 0.83582 | 0.83582 | 0.83582 | 0.83582 | 0.83582 | 0.83582 | 0.83582 | 0.83582 | 0.83582 | 0.83582 | 0.83582 | 0.83582 | 0.83582 | 0.83582 | 0.83582 | 0.83582 | 0.83582 | 0.83582 | 0.83582 | 0.83582 | 0.83582 | 0.83582 | 0.83582 | 0.83582 | 0.83582 | 0.83582 | 0.83582 | 0.83582 | 0.83582 | 0.83582 | 0.83582 | 0.83582 | 0.83582 | 0.83582 | 0.83582 | 0.83582 | 0.83582 | 0.83582
Reference | 20_USA | POW_Geothermal_PP | SW1620 |  |  | 0.86084 | 0.87677 | 0.82034 | 0.83582 | 0.83582 | 0.83582 | 0.83582 | 0.83582 | 0.83582 | 0.83582 | 0.83582 | 0.83582 | 0.83582 | 0.83582 | 0.83582 | 0.83582 | 0.83582 | 0.83582 | 0.83582 | 0.83582 | 0.83582 | 0.83582 | 0.83582 | 0.83582 | 0.83582 | 0.83582 | 0.83582 | 0.83582 | 0.83582 | 0.83582 | 0.83582 | 0.83582 | 0.83582 | 0.83582 | 0.83582 | 0.83582 | 0.83582 | 0.83582 | 0.83582 | 0.83582 | 0.83582 | 0.83582 | 0.83582 | 0.83582 | 0.83582 | 0.83582 | 0.83582 | 0.83582 | 0.83582 | 0.83582 | 0.83582 | 0.83582 | 0.83582 | 0.83582
Reference | 20_USA | POW_Geothermal_PP | SW2024 |  |  | 0.86084 | 0.87677 | 0.82034 | 0.83582 | 0.83582 | 0.83582 | 0.83582 | 0.83582 | 0.83582 | 0.83582 | 0.83582 | 0.83582 | 0.83582 | 0.83582 | 0.83582 | 0.83582 | 0.83582 | 0.83582 | 0.83582 | 0.83582 | 0.83582 | 0.83582 | 0.83582 | 0.83582 | 0.83582 | 0.83582 | 0.83582 | 0.83582 | 0.83582 | 0.83582 | 0.83582 | 0.83582 | 0.83582 | 0.83582 | 0.83582 | 0.83582 | 0.83582 | 0.83582 | 0.83582 | 0.83582 | 0.83582 | 0.83582 | 0.83582 | 0.83582 | 0.83582 | 0.83582 | 0.83582 | 0.83582 | 0.83582 | 0.83582 | 0.83582 | 0.83582 | 0.83582 | 0.83582
Reference | 20_USA | POW_Geothermal_PP | SH0004 |  |  | 0.86084 | 0.87677 | 0.82034 | 0.83582 | 0.83582 | 0.83582 | 0.83582 | 0.83582 | 0.83582 | 0.83582 | 0.83582 | 0.83582 | 0.83582 | 0.83582 | 0.83582 | 0.83582 | 0.83582 | 0.83582 | 0.83582 | 0.83582 | 0.83582 | 0.83582 | 0.83582 | 0.83582 | 0.83582 | 0.83582 | 0.83582 | 0.83582 | 0.83582 | 0.83582 | 0.83582 | 0.83582 | 0.83582 | 0.83582 | 0.83582 | 0.83582 | 0.83582 | 0.83582 | 0.83582 | 0.83582 | 0.83582 | 0.83582 | 0.83582 | 0.83582 | 0.83582 | 0.83582 | 0.83582 | 0.83582 | 0.83582 | 0.83582 | 0.83582 | 0.83582 | 0.83582 | 0.83582
Reference | 20_USA | POW_Geothermal_PP | SH0408 |  |  | 0.86084 | 0.87677 | 0.82034 | 0.83582 | 0.83582 | 0.83582 | 0.83582 | 0.83582 | 0.83582 | 0.83582 | 0.83582 | 0.83582 | 0.83582 | 0.83582 | 0.83582 | 0.83582 | 0.83582 | 0.83582 | 0.83582 | 0.83582 | 0.83582 | 0.83582 | 0.83582 | 0.83582 | 0.83582 | 0.83582 | 0.83582 | 0.83582 | 0.83582 | 0.83582 | 0.83582 | 0.83582 | 0.83582 | 0.83582 | 0.83582 | 0.83582 | 0.83582 | 0.83582 | 0.83582 | 0.83582 | 0.83582 | 0.83582 | 0.83582 | 0.83582 | 0.83582 | 0.83582 | 0.83582 | 0.83582 | 0.83582 | 0.83582 | 0.83582 | 0.83582 | 0.83582 | 0.83582
Reference | 20_USA | POW_Geothermal_PP | SH0812 |  |  | 0.86084 | 0.87677 | 0.82034 | 0.83582 | 0.83582 | 0.83582 | 0.83582 | 0.83582 | 0.83582 | 0.83582 | 0.83582 | 0.83582 | 0.83582 | 0.83582 | 0.83582 | 0.83582 | 0.83582 | 0.83582 | 0.83582 | 0.83582 | 0.83582 | 0.83582 | 0.83582 | 0.83582 | 0.83582 | 0.83582 | 0.83582 | 0.83582 | 0.83582 | 0.83582 | 0.83582 | 0.83582 | 0.83582 | 0.83582 | 0.83582 | 0.83582 | 0.83582 | 0.83582 | 0.83582 | 0.83582 | 0.83582 | 0.83582 | 0.83582 | 0.83582 | 0.83582 | 0.83582 | 0.83582 | 0.83582 | 0.83582 | 0.83582 | 0.83582 | 0.83582 | 0.83582 | 0.83582
Reference | 20_USA | POW_Geothermal_PP | SH1216 |  |  | 0.86084 | 0.87677 | 0.82034 | 0.83582 | 0.83582 | 0.83582 | 0.83582 | 0.83582 | 0.83582 | 0.83582 | 0.83582 | 0.83582 | 0.83582 | 0.83582 | 0.83582 | 0.83582 | 0.83582 | 0.83582 | 0.83582 | 0.83582 | 0.83582 | 0.83582 | 0.83582 | 0.83582 | 0.83582 | 0.83582 | 0.83582 | 0.83582 | 0.83582 | 0.83582 | 0.83582 | 0.83582 | 0.83582 | 0.83582 | 0.83582 | 0.83582 | 0.83582 | 0.83582 | 0.83582 | 0.83582 | 0.83582 | 0.83582 | 0.83582 | 0.83582 | 0.83582 | 0.83582 | 0.83582 | 0.83582 | 0.83582 | 0.83582 | 0.83582 | 0.83582 | 0.83582 | 0.83582
Reference | 20_USA | POW_Geothermal_PP | SH1620 |  |  | 0.86084 | 0.87677 | 0.82034 | 0.83582 | 0.83582 | 0.83582 | 0.83582 | 0.83582 | 0.83582 | 0.83582 | 0.83582 | 0.83582 | 0.83582 | 0.83582 | 0.83582 | 0.83582 | 0.83582 | 0.83582 | 0.83582 | 0.83582 | 0.83582 | 0.83582 | 0.83582 | 0.83582 | 0.83582 | 0.83582 | 0.83582 | 0.83582 | 0.83582 | 0.83582 | 0.83582 | 0.83582 | 0.83582 | 0.83582 | 0.83582 | 0.83582 | 0.83582 | 0.83582 | 0.83582 | 0.83582 | 0.83582 | 0.83582 | 0.83582 | 0.83582 | 0.83582 | 0.83582 | 0.83582 | 0.83582 | 0.83582 | 0.83582 | 0.83582 | 0.83582 | 0.83582 | 0.83582
Reference | 20_USA | POW_Geothermal_PP | SH2024 |  |  | 0.86084 | 0.87677 | 0.82034 | 0.83582 | 0.83582 | 0.83582 | 0.83582 | 0.83582 | 0.83582 | 0.83582 | 0.83582 | 0.83582 | 0.83582 | 0.83582 | 0.83582 | 0.83582 | 0.83582 | 0.83582 | 0.83582 | 0.83582 | 0.83582 | 0.83582 | 0.83582 | 0.83582 | 0.83582 | 0.83582 | 0.83582 | 0.83582 | 0.83582 | 0.83582 | 0.83582 | 0.83582 | 0.83582 | 0.83582 | 0.83582 | 0.83582 | 0.83582 | 0.83582 | 0.83582 | 0.83582 | 0.83582 | 0.83582 | 0.83582 | 0.83582 | 0.83582 | 0.83582 | 0.83582 | 0.83582 | 0.83582 | 0.83582 | 0.83582 | 0.83582 | 0.83582 | 0.83582
Reference | 20_USA | POW_SolarPV_PP | WW0004 |  |  | 0 | 0 | 0 | 0 | 0 | 0 | 0 | 0 | 0 | 0 | 0 | 0 | 0 | 0 | 0 | 0 | 0 | 0 | 0 | 0 | 0 | 0 | 0 | 0 | 0 | 0 | 0 | 0 | 0 | 0 | 0 | 0 | 0 | 0 | 0 | 0 | 0 | 0 | 0 | 0 | 0 | 0 | 0 | 0 | 0 | 0 | 0 | 0 | 0 | 0 | 0 | 0 | 0 | 0
Reference | 20_USA | POW_SolarPV_PP | WW0408 |  |  | 0.010246 | 0.010255 | 0.0099997 | 0.012117 | 0.012117 | 0.012117 | 0.012117 | 0.012117 | 0.012117 | 0.012117 | 0.012117 | 0.012117 | 0.012117 | 0.012117 | 0.012117 | 0.012117 | 0.012117 | 0.012117 | 0.012117 | 0.012117 | 0.012117 | 0.012117 | 0.012117 | 0.012117 | 0.012117 | 0.012117 | 0.012117 | 0.012117 | 0.012117 | 0.012117 | 0.012117 | 0.012117 | 0.012117 | 0.012117 | 0.012117 | 0.012117 | 0.012117 | 0.012117 | 0.012117 | 0.012117 | 0.012117 | 0.012117 | 0.012117 | 0.012117 | 0.012117 | 0.012117 | 0.012117 | 0.012117 | 0.012117 | 0.012117 | 0.012117 | 0.012117 | 0.012117 | 0.012117
Reference | 20_USA | POW_SolarPV_PP | WW0812 |  |  | 0.34963 | 0.34995 | 0.34124 | 0.4135 | 0.4135 | 0.4135 | 0.4135 | 0.4135 | 0.4135 | 0.4135 | 0.4135 | 0.4135 | 0.4135 | 0.4135 | 0.4135 | 0.4135 | 0.4135 | 0.4135 | 0.4135 | 0.4135 | 0.4135 | 0.4135 | 0.4135 | 0.4135 | 0.4135 | 0.4135 | 0.4135 | 0.4135 | 0.4135 | 0.4135 | 0.4135 | 0.4135 | 0.4135 | 0.4135 | 0.4135 | 0.4135 | 0.4135 | 0.4135 | 0.4135 | 0.4135 | 0.4135 | 0.4135 | 0.4135 | 0.4135 | 0.4135 | 0.4135 | 0.4135 | 0.4135 | 0.4135 | 0.4135 | 0.4135 | 0.4135 | 0.4135 | 0.4135
Reference | 20_USA | POW_SolarPV_PP | WW1216 |  |  | 0.37739 | 0.37773 | 0.36833 | 0.44632 | 0.44632 | 0.44632 | 0.44632 | 0.44632 | 0.44632 | 0.44632 | 0.44632 | 0.44632 | 0.44632 | 0.44632 | 0.44632 | 0.44632 | 0.44632 | 0.44632 | 0.44632 | 0.44632 | 0.44632 | 0.44632 | 0.44632 | 0.44632 | 0.44632 | 0.44632 | 0.44632 | 0.44632 | 0.44632 | 0.44632 | 0.44632 | 0.44632 | 0.44632 | 0.44632 | 0.44632 | 0.44632 | 0.44632 | 0.44632 | 0.44632 | 0.44632 | 0.44632 | 0.44632 | 0.44632 | 0.44632 | 0.44632 | 0.44632 | 0.44632 | 0.44632 | 0.44632 | 0.44632 | 0.44632 | 0.44632 | 0.44632 | 0.44632
Reference | 20_USA | POW_SolarPV_PP | WW1620 |  |  | 0.019343 | 0.019361 | 0.018879 | 0.022877 | 0.022877 | 0.022877 | 0.022877 | 0.022877 | 0.022877 | 0.022877 | 0.022877 | 0.022877 | 0.022877 | 0.022877 | 0.022877 | 0.022877 | 0.022877 | 0.022877 | 0.022877 | 0.022877 | 0.022877 | 0.022877 | 0.022877 | 0.022877 | 0.022877 | 0.022877 | 0.022877 | 0.022877 | 0.022877 | 0.022877 | 0.022877 | 0.022877 | 0.022877 | 0.022877 | 0.022877 | 0.022877 | 0.022877 | 0.022877 | 0.022877 | 0.022877 | 0.022877 | 0.022877 | 0.022877 | 0.022877 | 0.022877 | 0.022877 | 0.022877 | 0.022877 | 0.022877 | 0.022877 | 0.022877 | 0.022877 | 0.022877 | 0.022877
Reference | 20_USA | POW_SolarPV_PP | WW2024 |  |  | 0 | 0 | 0 | 0 | 0 | 0 | 0 | 0 | 0 | 0 | 0 | 0 | 0 | 0 | 0 | 0 | 0 | 0 | 0 | 0 | 0 | 0 | 0 | 0 | 0 | 0 | 0 | 0 | 0 | 0 | 0 | 0 | 0 | 0 | 0 | 0 | 0 | 0 | 0 | 0 | 0 | 0 | 0 | 0 | 0 | 0 | 0 | 0 | 0 | 0 | 0 | 0 | 0 | 0
Reference | 20_USA | POW_SolarPV_PP | WH0004 |  |  | 0 | 0 | 0 | 0 | 0 | 0 | 0 | 0 | 0 | 0 | 0 | 0 | 0 | 0 | 0 | 0 | 0 | 0 | 0 | 0 | 0 | 0 | 0 | 0 | 0 | 0 | 0 | 0 | 0 | 0 | 0 | 0 | 0 | 0 | 0 | 0 | 0 | 0 | 0 | 0 | 0 | 0 | 0 | 0 | 0 | 0 | 0 | 0 | 0 | 0 | 0 | 0 | 0 | 0
Reference | 20_USA | POW_SolarPV_PP | WH0408 |  |  | 0.010246 | 0.010255 | 0.0099997 | 0.012117 | 0.012117 | 0.012117 | 0.012117 | 0.012117 | 0.012117 | 0.012117 | 0.012117 | 0.012117 | 0.012117 | 0.012117 | 0.012117 | 0.012117 | 0.012117 | 0.012117 | 0.012117 | 0.012117 | 0.012117 | 0.012117 | 0.012117 | 0.012117 | 0.012117 | 0.012117 | 0.012117 | 0.012117 | 0.012117 | 0.012117 | 0.012117 | 0.012117 | 0.012117 | 0.012117 | 0.012117 | 0.012117 | 0.012117 | 0.012117 | 0.012117 | 0.012117 | 0.012117 | 0.012117 | 0.012117 | 0.012117 | 0.012117 | 0.012117 | 0.012117 | 0.012117 | 0.012117 | 0.012117 | 0.012117 | 0.012117 | 0.012117 | 0.012117
Reference | 20_USA | POW_SolarPV_PP | WH0812 |  |  | 0.34963 | 0.34995 | 0.34124 | 0.4135 | 0.4135 | 0.4135 | 0.4135 | 0.4135 | 0.4135 | 0.4135 | 0.4135 | 0.4135 | 0.4135 | 0.4135 | 0.4135 | 0.4135 | 0.4135 | 0.4135 | 0.4135 | 0.4135 | 0.4135 | 0.4135 | 0.4135 | 0.4135 | 0.4135 | 0.4135 | 0.4135 | 0.4135 | 0.4135 | 0.4135 | 0.4135 | 0.4135 | 0.4135 | 0.4135 | 0.4135 | 0.4135 | 0.4135 | 0.4135 | 0.4135 | 0.4135 | 0.4135 | 0.4135 | 0.4135 | 0.4135 | 0.4135 | 0.4135 | 0.4135 | 0.4135 | 0.4135 | 0.4135 | 0.4135 | 0.4135 | 0.4135 | 0.4135
Reference | 20_USA | POW_SolarPV_PP | WH1216 |  |  | 0.37739 | 0.37773 | 0.36833 | 0.44632 | 0.44632 | 0.44632 | 0.44632 | 0.44632 | 0.44632 | 0.44632 | 0.44632 | 0.44632 | 0.44632 | 0.44632 | 0.44632 | 0.44632 | 0.44632 | 0.44632 | 0.44632 | 0.44632 | 0.44632 | 0.44632 | 0.44632 | 0.44632 | 0.44632 | 0.44632 | 0.44632 | 0.44632 | 0.44632 | 0.44632 | 0.44632 | 0.44632 | 0.44632 | 0.44632 | 0.44632 | 0.44632 | 0.44632 | 0.44632 | 0.44632 | 0.44632 | 0.44632 | 0.44632 | 0.44632 | 0.44632 | 0.44632 | 0.44632 | 0.44632 | 0.44632 | 0.44632 | 0.44632 | 0.44632 | 0.44632 | 0.44632 | 0.44632
Reference | 20_USA | POW_SolarPV_PP | WH1620 |  |  | 0.019343 | 0.019361 | 0.018879 | 0.022877 | 0.022877 | 0.022877 | 0.022877 | 0.022877 | 0.022877 | 0.022877 | 0.022877 | 0.022877 | 0.022877 | 0.022877 | 0.022877 | 0.022877 | 0.022877 | 0.022877 | 0.022877 | 0.022877 | 0.022877 | 0.022877 | 0.022877 | 0.022877 | 0.022877 | 0.022877 | 0.022877 | 0.022877 | 0.022877 | 0.022877 | 0.022877 | 0.022877 | 0.022877 | 0.022877 | 0.022877 | 0.022877 | 0.022877 | 0.022877 | 0.022877 | 0.022877 | 0.022877 | 0.022877 | 0.022877 | 0.022877 | 0.022877 | 0.022877 | 0.022877 | 0.022877 | 0.022877 | 0.022877 | 0.022877 | 0.022877 | 0.022877 | 0.022877
Reference | 20_USA | POW_SolarPV_PP | WH2024 |  |  | 0 | 0 | 0 | 0 | 0 | 0 | 0 | 0 | 0 | 0 | 0 | 0 | 0 | 0 | 0 | 0 | 0 | 0 | 0 | 0 | 0 | 0 | 0 | 0 | 0 | 0 | 0 | 0 | 0 | 0 | 0 | 0 | 0 | 0 | 0 | 0 | 0 | 0 | 0 | 0 | 0 | 0 | 0 | 0 | 0 | 0 | 0 | 0 | 0 | 0 | 0 | 0 | 0 | 0
Reference | 20_USA | POW_SolarPV_PP | IW0004 |  |  | 0 | 0 | 0 | 0 | 0 | 0 | 0 | 0 | 0 | 0 | 0 | 0 | 0 | 0 | 0 | 0 | 0 | 0 | 0 | 0 | 0 | 0 | 0 | 0 | 0 | 0 | 0 | 0 | 0 | 0 | 0 | 0 | 0 | 0 | 0 | 0 | 0 | 0 | 0 | 0 | 0 | 0 | 0 | 0 | 0 | 0 | 0 | 0 | 0 | 0 | 0 | 0 | 0 | 0
Reference | 20_USA | POW_SolarPV_PP | IW0408 |  |  | 0.067789 | 0.06785 | 0.066161 | 0.080171 | 0.080171 | 0.080171 | 0.080171 | 0.080171 | 0.080171 | 0.080171 | 0.080171 | 0.080171 | 0.080171 | 0.080171 | 0.080171 | 0.080171 | 0.080171 | 0.080171 | 0.080171 | 0.080171 | 0.080171 | 0.080171 | 0.080171 | 0.080171 | 0.080171 | 0.080171 | 0.080171 | 0.080171 | 0.080171 | 0.080171 | 0.080171 | 0.080171 | 0.080171 | 0.080171 | 0.080171 | 0.080171 | 0.080171 | 0.080171 | 0.080171 | 0.080171 | 0.080171 | 0.080171 | 0.080171 | 0.080171 | 0.080171 | 0.080171 | 0.080171 | 0.080171 | 0.080171 | 0.080171 | 0.080171 | 0.080171 | 0.080171 | 0.080171
Reference | 20_USA | POW_SolarPV_PP | IW0812 |  |  | 0.54923 | 0.54972 | 0.53604 | 0.64955 | 0.64955 | 0.64955 | 0.64955 | 0.64955 | 0.64955 | 0.64955 | 0.64955 | 0.64955 | 0.64955 | 0.64955 | 0.64955 | 0.64955 | 0.64955 | 0.64955 | 0.64955 | 0.64955 | 0.64955 | 0.64955 | 0.64955 | 0.64955 | 0.64955 | 0.64955 | 0.64955 | 0.64955 | 0.64955 | 0.64955 | 0.64955 | 0.64955 | 0.64955 | 0.64955 | 0.64955 | 0.64955 | 0.64955 | 0.64955 | 0.64955 | 0.64955 | 0.64955 | 0.64955 | 0.64955 | 0.64955 | 0.64955 | 0.64955 | 0.64955 | 0.64955 | 0.64955 | 0.64955 | 0.64955 | 0.64955 | 0.64955 | 0.64955
Reference | 20_USA | POW_SolarPV_PP | IW1216 |  |  | 0.51448 | 0.51494 | 0.50213 | 0.60845 | 0.60845 | 0.60845 | 0.60845 | 0.60845 | 0.60845 | 0.60845 | 0.60845 | 0.60845 | 0.60845 | 0.60845 | 0.60845 | 0.60845 | 0.60845 | 0.60845 | 0.60845 | 0.60845 | 0.60845 | 0.60845 | 0.60845 | 0.60845 | 0.60845 | 0.60845 | 0.60845 | 0.60845 | 0.60845 | 0.60845 | 0.60845 | 0.60845 | 0.60845 | 0.60845 | 0.60845 | 0.60845 | 0.60845 | 0.60845 | 0.60845 | 0.60845 | 0.60845 | 0.60845 | 0.60845 | 0.60845 | 0.60845 | 0.60845 | 0.60845 | 0.60845 | 0.60845 | 0.60845 | 0.60845 | 0.60845 | 0.60845 | 0.60845
Reference | 20_USA | POW_SolarPV_PP | IW1620 |  |  | 0.052112 | 0.052159 | 0.050861 | 0.061631 | 0.061631 | 0.061631 | 0.061631 | 0.061631 | 0.061631 | 0.061631 | 0.061631 | 0.061631 | 0.061631 | 0.061631 | 0.061631 | 0.061631 | 0.061631 | 0.061631 | 0.061631 | 0.061631 | 0.061631 | 0.061631 | 0.061631 | 0.061631 | 0.061631 | 0.061631 | 0.061631 | 0.061631 | 0.061631 | 0.061631 | 0.061631 | 0.061631 | 0.061631 | 0.061631 | 0.061631 | 0.061631 | 0.061631 | 0.061631 | 0.061631 | 0.061631 | 0.061631 | 0.061631 | 0.061631 | 0.061631 | 0.061631 | 0.061631 | 0.061631 | 0.061631 | 0.061631 | 0.061631 | 0.061631 | 0.061631 | 0.061631 | 0.061631
Reference | 20_USA | POW_SolarPV_PP | IW2024 |  |  | 0 | 0 | 0 | 0 | 0 | 0 | 0 | 0 | 0 | 0 | 0 | 0 | 0 | 0 | 0 | 0 | 0 | 0 | 0 | 0 | 0 | 0 | 0 | 0 | 0 | 0 | 0 | 0 | 0 | 0 | 0 | 0 | 0 | 0 | 0 | 0 | 0 | 0 | 0 | 0 | 0 | 0 | 0 | 0 | 0 | 0 | 0 | 0 | 0 | 0 | 0 | 0 | 0 | 0
Reference | 20_USA | POW_SolarPV_PP | IH0004 |  |  | 0 | 0 | 0 | 0 | 0 | 0 | 0 | 0 | 0 | 0 | 0 | 0 | 0 | 0 | 0 | 0 | 0 | 0 | 0 | 0 | 0 | 0 | 0 | 0 | 0 | 0 | 0 | 0 | 0 | 0 | 0 | 0 | 0 | 0 | 0 | 0 | 0 | 0 | 0 | 0 | 0 | 0 | 0 | 0 | 0 | 0 | 0 | 0 | 0 | 0 | 0 | 0 | 0 | 0
Reference | 20_USA | POW_SolarPV_PP | IH0408 |  |  | 0.067789 | 0.06785 | 0.066161 | 0.080171 | 0.080171 | 0.080171 | 0.080171 | 0.080171 | 0.080171 | 0.080171 | 0.080171 | 0.080171 | 0.080171 | 0.080171 | 0.080171 | 0.080171 | 0.080171 | 0.080171 | 0.080171 | 0.080171 | 0.080171 | 0.080171 | 0.080171 | 0.080171 | 0.080171 | 0.080171 | 0.080171 | 0.080171 | 0.080171 | 0.080171 | 0.080171 | 0.080171 | 0.080171 | 0.080171 | 0.080171 | 0.080171 | 0.080171 | 0.080171 | 0.080171 | 0.080171 | 0.080171 | 0.080171 | 0.080171 | 0.080171 | 0.080171 | 0.080171 | 0.080171 | 0.080171 | 0.080171 | 0.080171 | 0.080171 | 0.080171 | 0.080171 | 0.080171
Reference | 20_USA | POW_SolarPV_PP | IH0812 |  |  | 0.54923 | 0.54972 | 0.53604 | 0.64955 | 0.64955 | 0.64955 | 0.64955 | 0.64955 | 0.64955 | 0.64955 | 0.64955 | 0.64955 | 0.64955 | 0.64955 | 0.64955 | 0.64955 | 0.64955 | 0.64955 | 0.64955 | 0.64955 | 0.64955 | 0.64955 | 0.64955 | 0.64955 | 0.64955 | 0.64955 | 0.64955 | 0.64955 | 0.64955 | 0.64955 | 0.64955 | 0.64955 | 0.64955 | 0.64955 | 0.64955 | 0.64955 | 0.64955 | 0.64955 | 0.64955 | 0.64955 | 0.64955 | 0.64955 | 0.64955 | 0.64955 | 0.64955 | 0.64955 | 0.64955 | 0.64955 | 0.64955 | 0.64955 | 0.64955 | 0.64955 | 0.64955 | 0.64955
Reference | 20_USA | POW_SolarPV_PP | IH1216 |  |  | 0.51448 | 0.51494 | 0.50213 | 0.60845 | 0.60845 | 0.60845 | 0.60845 | 0.60845 | 0.60845 | 0.60845 | 0.60845 | 0.60845 | 0.60845 | 0.60845 | 0.60845 | 0.60845 | 0.60845 | 0.60845 | 0.60845 | 0.60845 | 0.60845 | 0.60845 | 0.60845 | 0.60845 | 0.60845 | 0.60845 | 0.60845 | 0.60845 | 0.60845 | 0.60845 | 0.60845 | 0.60845 | 0.60845 | 0.60845 | 0.60845 | 0.60845 | 0.60845 | 0.60845 | 0.60845 | 0.60845 | 0.60845 | 0.60845 | 0.60845 | 0.60845 | 0.60845 | 0.60845 | 0.60845 | 0.60845 | 0.60845 | 0.60845 | 0.60845 | 0.60845 | 0.60845 | 0.60845
Reference | 20_USA | POW_SolarPV_PP | IH1620 |  |  | 0.052112 | 0.052159 | 0.050861 | 0.061631 | 0.061631 | 0.061631 | 0.061631 | 0.061631 | 0.061631 | 0.061631 | 0.061631 | 0.061631 | 0.061631 | 0.061631 | 0.061631 | 0.061631 | 0.061631 | 0.061631 | 0.061631 | 0.061631 | 0.061631 | 0.061631 | 0.061631 | 0.061631 | 0.061631 | 0.061631 | 0.061631 | 0.061631 | 0.061631 | 0.061631 | 0.061631 | 0.061631 | 0.061631 | 0.061631 | 0.061631 | 0.061631 | 0.061631 | 0.061631 | 0.061631 | 0.061631 | 0.061631 | 0.061631 | 0.061631 | 0.061631 | 0.061631 | 0.061631 | 0.061631 | 0.061631 | 0.061631 | 0.061631 | 0.061631 | 0.061631 | 0.061631 | 0.061631
Reference | 20_USA | POW_SolarPV_PP | IH2024 |  |  | 0 | 0 | 0 | 0 | 0 | 0 | 0 | 0 | 0 | 0 | 0 | 0 | 0 | 0 | 0 | 0 | 0 | 0 | 0 | 0 | 0 | 0 | 0 | 0 | 0 | 0 | 0 | 0 | 0 | 0 | 0 | 0 | 0 | 0 | 0 | 0 | 0 | 0 | 0 | 0 | 0 | 0 | 0 | 0 | 0 | 0 | 0 | 0 | 0 | 0 | 0 | 0 | 0 | 0
Reference | 20_USA | POW_SolarPV_PP | SW0004 |  |  | 0 | 0 | 0 | 0 | 0 | 0 | 0 | 0 | 0 | 0 | 0 | 0 | 0 | 0 | 0 | 0 | 0 | 0 | 0 | 0 | 0 | 0 | 0 | 0 | 0 | 0 | 0 | 0 | 0 | 0 | 0 | 0 | 0 | 0 | 0 | 0 | 0 | 0 | 0 | 0 | 0 | 0 | 0 | 0 | 0 | 0 | 0 | 0 | 0 | 0 | 0 | 0 | 0 | 0
Reference | 20_USA | POW_SolarPV_PP | SW0408 |  |  | 0.088425 | 0.088504 | 0.086301 | 0.10458 | 0.10458 | 0.10458 | 0.10458 | 0.10458 | 0.10458 | 0.10458 | 0.10458 | 0.10458 | 0.10458 | 0.10458 | 0.10458 | 0.10458 | 0.10458 | 0.10458 | 0.10458 | 0.10458 | 0.10458 | 0.10458 | 0.10458 | 0.10458 | 0.10458 | 0.10458 | 0.10458 | 0.10458 | 0.10458 | 0.10458 | 0.10458 | 0.10458 | 0.10458 | 0.10458 | 0.10458 | 0.10458 | 0.10458 | 0.10458 | 0.10458 | 0.10458 | 0.10458 | 0.10458 | 0.10458 | 0.10458 | 0.10458 | 0.10458 | 0.10458 | 0.10458 | 0.10458 | 0.10458 | 0.10458 | 0.10458 | 0.10458 | 0.10458
Reference | 20_USA | POW_SolarPV_PP | SW0812 |  |  | 0.58107 | 0.58159 | 0.56712 | 0.68721 | 0.68721 | 0.68721 | 0.68721 | 0.68721 | 0.68721 | 0.68721 | 0.68721 | 0.68721 | 0.68721 | 0.68721 | 0.68721 | 0.68721 | 0.68721 | 0.68721 | 0.68721 | 0.68721 | 0.68721 | 0.68721 | 0.68721 | 0.68721 | 0.68721 | 0.68721 | 0.68721 | 0.68721 | 0.68721 | 0.68721 | 0.68721 | 0.68721 | 0.68721 | 0.68721 | 0.68721 | 0.68721 | 0.68721 | 0.68721 | 0.68721 | 0.68721 | 0.68721 | 0.68721 | 0.68721 | 0.68721 | 0.68721 | 0.68721 | 0.68721 | 0.68721 | 0.68721 | 0.68721 | 0.68721 | 0.68721 | 0.68721 | 0.68721
Reference | 20_USA | POW_SolarPV_PP | SW1216 |  |  | 0.57322 | 0.57373 | 0.55946 | 0.67792 | 0.67792 | 0.67792 | 0.67792 | 0.67792 | 0.67792 | 0.67792 | 0.67792 | 0.67792 | 0.67792 | 0.67792 | 0.67792 | 0.67792 | 0.67792 | 0.67792 | 0.67792 | 0.67792 | 0.67792 | 0.67792 | 0.67792 | 0.67792 | 0.67792 | 0.67792 | 0.67792 | 0.67792 | 0.67792 | 0.67792 | 0.67792 | 0.67792 | 0.67792 | 0.67792 | 0.67792 | 0.67792 | 0.67792 | 0.67792 | 0.67792 | 0.67792 | 0.67792 | 0.67792 | 0.67792 | 0.67792 | 0.67792 | 0.67792 | 0.67792 | 0.67792 | 0.67792 | 0.67792 | 0.67792 | 0.67792 | 0.67792 | 0.67792
Reference | 20_USA | POW_SolarPV_PP | SW1620 |  |  | 0.090892 | 0.090973 | 0.088709 | 0.10749 | 0.10749 | 0.10749 | 0.10749 | 0.10749 | 0.10749 | 0.10749 | 0.10749 | 0.10749 | 0.10749 | 0.10749 | 0.10749 | 0.10749 | 0.10749 | 0.10749 | 0.10749 | 0.10749 | 0.10749 | 0.10749 | 0.10749 | 0.10749 | 0.10749 | 0.10749 | 0.10749 | 0.10749 | 0.10749 | 0.10749 | 0.10749 | 0.10749 | 0.10749 | 0.10749 | 0.10749 | 0.10749 | 0.10749 | 0.10749 | 0.10749 | 0.10749 | 0.10749 | 0.10749 | 0.10749 | 0.10749 | 0.10749 | 0.10749 | 0.10749 | 0.10749 | 0.10749 | 0.10749 | 0.10749 | 0.10749 | 0.10749 | 0.10749
Reference | 20_USA | POW_SolarPV_PP | SW2024 |  |  | 0 | 0 | 0 | 0 | 0 | 0 | 0 | 0 | 0 | 0 | 0 | 0 | 0 | 0 | 0 | 0 | 0 | 0 | 0 | 0 | 0 | 0 | 0 | 0 | 0 | 0 | 0 | 0 | 0 | 0 | 0 | 0 | 0 | 0 | 0 | 0 | 0 | 0 | 0 | 0 | 0 | 0 | 0 | 0 | 0 | 0 | 0 | 0 | 0 | 0 | 0 | 0 | 0 | 0
Reference | 20_USA | POW_SolarPV_PP | SH0004 |  |  | 0 | 0 | 0 | 0 | 0 | 0 | 0 | 0 | 0 | 0 | 0 | 0 | 0 | 0 | 0 | 0 | 0 | 0 | 0 | 0 | 0 | 0 | 0 | 0 | 0 | 0 | 0 | 0 | 0 | 0 | 0 | 0 | 0 | 0 | 0 | 0 | 0 | 0 | 0 | 0 | 0 | 0 | 0 | 0 | 0 | 0 | 0 | 0 | 0 | 0 | 0 | 0 | 0 | 0
Reference | 20_USA | POW_SolarPV_PP | SH0408 |  |  | 0.088425 | 0.088504 | 0.086301 | 0.10458 | 0.10458 | 0.10458 | 0.10458 | 0.10458 | 0.10458 | 0.10458 | 0.10458 | 0.10458 | 0.10458 | 0.10458 | 0.10458 | 0.10458 | 0.10458 | 0.10458 | 0.10458 | 0.10458 | 0.10458 | 0.10458 | 0.10458 | 0.10458 | 0.10458 | 0.10458 | 0.10458 | 0.10458 | 0.10458 | 0.10458 | 0.10458 | 0.10458 | 0.10458 | 0.10458 | 0.10458 | 0.10458 | 0.10458 | 0.10458 | 0.10458 | 0.10458 | 0.10458 | 0.10458 | 0.10458 | 0.10458 | 0.10458 | 0.10458 | 0.10458 | 0.10458 | 0.10458 | 0.10458 | 0.10458 | 0.10458 | 0.10458 | 0.10458
Reference | 20_USA | POW_SolarPV_PP | SH0812 |  |  | 0.58107 | 0.58159 | 0.56712 | 0.68721 | 0.68721 | 0.68721 | 0.68721 | 0.68721 | 0.68721 | 0.68721 | 0.68721 | 0.68721 | 0.68721 | 0.68721 | 0.68721 | 0.68721 | 0.68721 | 0.68721 | 0.68721 | 0.68721 | 0.68721 | 0.68721 | 0.68721 | 0.68721 | 0.68721 | 0.68721 | 0.68721 | 0.68721 | 0.68721 | 0.68721 | 0.68721 | 0.68721 | 0.68721 | 0.68721 | 0.68721 | 0.68721 | 0.68721 | 0.68721 | 0.68721 | 0.68721 | 0.68721 | 0.68721 | 0.68721 | 0.68721 | 0.68721 | 0.68721 | 0.68721 | 0.68721 | 0.68721 | 0.68721 | 0.68721 | 0.68721 | 0.68721 | 0.68721
Reference | 20_USA | POW_SolarPV_PP | SH1216 |  |  | 0.57322 | 0.57373 | 0.55946 | 0.67792 | 0.67792 | 0.67792 | 0.67792 | 0.67792 | 0.67792 | 0.67792 | 0.67792 | 0.67792 | 0.67792 | 0.67792 | 0.67792 | 0.67792 | 0.67792 | 0.67792 | 0.67792 | 0.67792 | 0.67792 | 0.67792 | 0.67792 | 0.67792 | 0.67792 | 0.67792 | 0.67792 | 0.67792 | 0.67792 | 0.67792 | 0.67792 | 0.67792 | 0.67792 | 0.67792 | 0.67792 | 0.67792 | 0.67792 | 0.67792 | 0.67792 | 0.67792 | 0.67792 | 0.67792 | 0.67792 | 0.67792 | 0.67792 | 0.67792 | 0.67792 | 0.67792 | 0.67792 | 0.67792 | 0.67792 | 0.67792 | 0.67792 | 0.67792
Reference | 20_USA | POW_SolarPV_PP | SH1620 |  |  | 0.090892 | 0.090973 | 0.088709 | 0.10749 | 0.10749 | 0.10749 | 0.10749 | 0.10749 | 0.10749 | 0.10749 | 0.10749 | 0.10749 | 0.10749 | 0.10749 | 0.10749 | 0.10749 | 0.10749 | 0.10749 | 0.10749 | 0.10749 | 0.10749 | 0.10749 | 0.10749 | 0.10749 | 0.10749 | 0.10749 | 0.10749 | 0.10749 | 0.10749 | 0.10749 | 0.10749 | 0.10749 | 0.10749 | 0.10749 | 0.10749 | 0.10749 | 0.10749 | 0.10749 | 0.10749 | 0.10749 | 0.10749 | 0.10749 | 0.10749 | 0.10749 | 0.10749 | 0.10749 | 0.10749 | 0.10749 | 0.10749 | 0.10749 | 0.10749 | 0.10749 | 0.10749 | 0.10749
Reference | 20_USA | POW_SolarPV_PP | SH2024 |  |  | 0 | 0 | 0 | 0 | 0 | 0 | 0 | 0 | 0 | 0 | 0 | 0 | 0 | 0 | 0 | 0 | 0 | 0 | 0 | 0 | 0 | 0 | 0 | 0 | 0 | 0 | 0 | 0 | 0 | 0 | 0 | 0 | 0 | 0 | 0 | 0 | 0 | 0 | 0 | 0 | 0 | 0 | 0 | 0 | 0 | 0 | 0 | 0 | 0 | 0 | 0 | 0 | 0 | 0
Reference | 20_USA | POW_SolarCSP_PP | WW0004 |  |  | 0.23291 | 0.25587 | 0.22951 | 0.22382 | 0.22382 | 0.22382 | 0.22382 | 0.22382 | 0.22382 | 0.22382 | 0.22382 | 0.22382 | 0.22382 | 0.22382 | 0.22382 | 0.22382 | 0.22382 | 0.22382 | 0.22382 | 0.22382 | 0.22382 | 0.22382 | 0.22382 | 0.22382 | 0.22382 | 0.22382 | 0.22382 | 0.22382 | 0.22382 | 0.22382 | 0.22382 | 0.22382 | 0.22382 | 0.22382 | 0.22382 | 0.22382 | 0.22382 | 0.22382 | 0.22382 | 0.22382 | 0.22382 | 0.22382 | 0.22382 | 0.22382 | 0.22382 | 0.22382 | 0.22382 | 0.22382 | 0.22382 | 0.22382 | 0.22382 | 0.22382 | 0.22382 | 0.22382
Reference | 20_USA | POW_SolarCSP_PP | WW0408 |  |  | 0.23291 | 0.25587 | 0.22951 | 0.22382 | 0.22382 | 0.22382 | 0.22382 | 0.22382 | 0.22382 | 0.22382 | 0.22382 | 0.22382 | 0.22382 | 0.22382 | 0.22382 | 0.22382 | 0.22382 | 0.22382 | 0.22382 | 0.22382 | 0.22382 | 0.22382 | 0.22382 | 0.22382 | 0.22382 | 0.22382 | 0.22382 | 0.22382 | 0.22382 | 0.22382 | 0.22382 | 0.22382 | 0.22382 | 0.22382 | 0.22382 | 0.22382 | 0.22382 | 0.22382 | 0.22382 | 0.22382 | 0.22382 | 0.22382 | 0.22382 | 0.22382 | 0.22382 | 0.22382 | 0.22382 | 0.22382 | 0.22382 | 0.22382 | 0.22382 | 0.22382 | 0.22382 | 0.22382
Reference | 20_USA | POW_SolarCSP_PP | WW0812 |  |  | 0.23291 | 0.25587 | 0.22951 | 0.22382 | 0.22382 | 0.22382 | 0.22382 | 0.22382 | 0.22382 | 0.22382 | 0.22382 | 0.22382 | 0.22382 | 0.22382 | 0.22382 | 0.22382 | 0.22382 | 0.22382 | 0.22382 | 0.22382 | 0.22382 | 0.22382 | 0.22382 | 0.22382 | 0.22382 | 0.22382 | 0.22382 | 0.22382 | 0.22382 | 0.22382 | 0.22382 | 0.22382 | 0.22382 | 0.22382 | 0.22382 | 0.22382 | 0.22382 | 0.22382 | 0.22382 | 0.22382 | 0.22382 | 0.22382 | 0.22382 | 0.22382 | 0.22382 | 0.22382 | 0.22382 | 0.22382 | 0.22382 | 0.22382 | 0.22382 | 0.22382 | 0.22382 | 0.22382
Reference | 20_USA | POW_SolarCSP_PP | WW1216 |  |  | 0.23291 | 0.25587 | 0.22951 | 0.22382 | 0.22382 | 0.22382 | 0.22382 | 0.22382 | 0.22382 | 0.22382 | 0.22382 | 0.22382 | 0.22382 | 0.22382 | 0.22382 | 0.22382 | 0.22382 | 0.22382 | 0.22382 | 0.22382 | 0.22382 | 0.22382 | 0.22382 | 0.22382 | 0.22382 | 0.22382 | 0.22382 | 0.22382 | 0.22382 | 0.22382 | 0.22382 | 0.22382 | 0.22382 | 0.22382 | 0.22382 | 0.22382 | 0.22382 | 0.22382 | 0.22382 | 0.22382 | 0.22382 | 0.22382 | 0.22382 | 0.22382 | 0.22382 | 0.22382 | 0.22382 | 0.22382 | 0.22382 | 0.22382 | 0.22382 | 0.22382 | 0.22382 | 0.22382
Reference | 20_USA | POW_SolarCSP_PP | WW1620 |  |  | 0.23291 | 0.25587 | 0.22951 | 0.22382 | 0.22382 | 0.22382 | 0.22382 | 0.22382 | 0.22382 | 0.22382 | 0.22382 | 0.22382 | 0.22382 | 0.22382 | 0.22382 | 0.22382 | 0.22382 | 0.22382 | 0.22382 | 0.22382 | 0.22382 | 0.22382 | 0.22382 | 0.22382 | 0.22382 | 0.22382 | 0.22382 | 0.22382 | 0.22382 | 0.22382 | 0.22382 | 0.22382 | 0.22382 | 0.22382 | 0.22382 | 0.22382 | 0.22382 | 0.22382 | 0.22382 | 0.22382 | 0.22382 | 0.22382 | 0.22382 | 0.22382 | 0.22382 | 0.22382 | 0.22382 | 0.22382 | 0.22382 | 0.22382 | 0.22382 | 0.22382 | 0.22382 | 0.22382
Reference | 20_USA | POW_SolarCSP_PP | WW2024 |  |  | 0.23291 | 0.25587 | 0.22951 | 0.22382 | 0.22382 | 0.22382 | 0.22382 | 0.22382 | 0.22382 | 0.22382 | 0.22382 | 0.22382 | 0.22382 | 0.22382 | 0.22382 | 0.22382 | 0.22382 | 0.22382 | 0.22382 | 0.22382 | 0.22382 | 0.22382 | 0.22382 | 0.22382 | 0.22382 | 0.22382 | 0.22382 | 0.22382 | 0.22382 | 0.22382 | 0.22382 | 0.22382 | 0.22382 | 0.22382 | 0.22382 | 0.22382 | 0.22382 | 0.22382 | 0.22382 | 0.22382 | 0.22382 | 0.22382 | 0.22382 | 0.22382 | 0.22382 | 0.22382 | 0.22382 | 0.22382 | 0.22382 | 0.22382 | 0.22382 | 0.22382 | 0.22382 | 0.22382
Reference | 20_USA | POW_SolarCSP_PP | WH0004 |  |  | 0.23291 | 0.25587 | 0.22951 | 0.22382 | 0.22382 | 0.22382 | 0.22382 | 0.22382 | 0.22382 | 0.22382 | 0.22382 | 0.22382 | 0.22382 | 0.22382 | 0.22382 | 0.22382 | 0.22382 | 0.22382 | 0.22382 | 0.22382 | 0.22382 | 0.22382 | 0.22382 | 0.22382 | 0.22382 | 0.22382 | 0.22382 | 0.22382 | 0.22382 | 0.22382 | 0.22382 | 0.22382 | 0.22382 | 0.22382 | 0.22382 | 0.22382 | 0.22382 | 0.22382 | 0.22382 | 0.22382 | 0.22382 | 0.22382 | 0.22382 | 0.22382 | 0.22382 | 0.22382 | 0.22382 | 0.22382 | 0.22382 | 0.22382 | 0.22382 | 0.22382 | 0.22382 | 0.22382
Reference | 20_USA | POW_SolarCSP_PP | WH0408 |  |  | 0.23291 | 0.25587 | 0.22951 | 0.22382 | 0.22382 | 0.22382 | 0.22382 | 0.22382 | 0.22382 | 0.22382 | 0.22382 | 0.22382 | 0.22382 | 0.22382 | 0.22382 | 0.22382 | 0.22382 | 0.22382 | 0.22382 | 0.22382 | 0.22382 | 0.22382 | 0.22382 | 0.22382 | 0.22382 | 0.22382 | 0.22382 | 0.22382 | 0.22382 | 0.22382 | 0.22382 | 0.22382 | 0.22382 | 0.22382 | 0.22382 | 0.22382 | 0.22382 | 0.22382 | 0.22382 | 0.22382 | 0.22382 | 0.22382 | 0.22382 | 0.22382 | 0.22382 | 0.22382 | 0.22382 | 0.22382 | 0.22382 | 0.22382 | 0.22382 | 0.22382 | 0.22382 | 0.22382
Reference | 20_USA | POW_SolarCSP_PP | WH0812 |  |  | 0.23291 | 0.25587 | 0.22951 | 0.22382 | 0.22382 | 0.22382 | 0.22382 | 0.22382 | 0.22382 | 0.22382 | 0.22382 | 0.22382 | 0.22382 | 0.22382 | 0.22382 | 0.22382 | 0.22382 | 0.22382 | 0.22382 | 0.22382 | 0.22382 | 0.22382 | 0.22382 | 0.22382 | 0.22382 | 0.22382 | 0.22382 | 0.22382 | 0.22382 | 0.22382 | 0.22382 | 0.22382 | 0.22382 | 0.22382 | 0.22382 | 0.22382 | 0.22382 | 0.22382 | 0.22382 | 0.22382 | 0.22382 | 0.22382 | 0.22382 | 0.22382 | 0.22382 | 0.22382 | 0.22382 | 0.22382 | 0.22382 | 0.22382 | 0.22382 | 0.22382 | 0.22382 | 0.22382
Reference | 20_USA | POW_SolarCSP_PP | WH1216 |  |  | 0.23291 | 0.25587 | 0.22951 | 0.22382 | 0.22382 | 0.22382 | 0.22382 | 0.22382 | 0.22382 | 0.22382 | 0.22382 | 0.22382 | 0.22382 | 0.22382 | 0.22382 | 0.22382 | 0.22382 | 0.22382 | 0.22382 | 0.22382 | 0.22382 | 0.22382 | 0.22382 | 0.22382 | 0.22382 | 0.22382 | 0.22382 | 0.22382 | 0.22382 | 0.22382 | 0.22382 | 0.22382 | 0.22382 | 0.22382 | 0.22382 | 0.22382 | 0.22382 | 0.22382 | 0.22382 | 0.22382 | 0.22382 | 0.22382 | 0.22382 | 0.22382 | 0.22382 | 0.22382 | 0.22382 | 0.22382 | 0.22382 | 0.22382 | 0.22382 | 0.22382 | 0.22382 | 0.22382
Reference | 20_USA | POW_SolarCSP_PP | WH1620 |  |  | 0.23291 | 0.25587 | 0.22951 | 0.22382 | 0.22382 | 0.22382 | 0.22382 | 0.22382 | 0.22382 | 0.22382 | 0.22382 | 0.22382 | 0.22382 | 0.22382 | 0.22382 | 0.22382 | 0.22382 | 0.22382 | 0.22382 | 0.22382 | 0.22382 | 0.22382 | 0.22382 | 0.22382 | 0.22382 | 0.22382 | 0.22382 | 0.22382 | 0.22382 | 0.22382 | 0.22382 | 0.22382 | 0.22382 | 0.22382 | 0.22382 | 0.22382 | 0.22382 | 0.22382 | 0.22382 | 0.22382 | 0.22382 | 0.22382 | 0.22382 | 0.22382 | 0.22382 | 0.22382 | 0.22382 | 0.22382 | 0.22382 | 0.22382 | 0.22382 | 0.22382 | 0.22382 | 0.22382
Reference | 20_USA | POW_SolarCSP_PP | WH2024 |  |  | 0.23291 | 0.25587 | 0.22951 | 0.22382 | 0.22382 | 0.22382 | 0.22382 | 0.22382 | 0.22382 | 0.22382 | 0.22382 | 0.22382 | 0.22382 | 0.22382 | 0.22382 | 0.22382 | 0.22382 | 0.22382 | 0.22382 | 0.22382 | 0.22382 | 0.22382 | 0.22382 | 0.22382 | 0.22382 | 0.22382 | 0.22382 | 0.22382 | 0.22382 | 0.22382 | 0.22382 | 0.22382 | 0.22382 | 0.22382 | 0.22382 | 0.22382 | 0.22382 | 0.22382 | 0.22382 | 0.22382 | 0.22382 | 0.22382 | 0.22382 | 0.22382 | 0.22382 | 0.22382 | 0.22382 | 0.22382 | 0.22382 | 0.22382 | 0.22382 | 0.22382 | 0.22382 | 0.22382
Reference | 20_USA | POW_SolarCSP_PP | IW0004 |  |  | 0.23291 | 0.25587 | 0.22951 | 0.22382 | 0.22382 | 0.22382 | 0.22382 | 0.22382 | 0.22382 | 0.22382 | 0.22382 | 0.22382 | 0.22382 | 0.22382 | 0.22382 | 0.22382 | 0.22382 | 0.22382 | 0.22382 | 0.22382 | 0.22382 | 0.22382 | 0.22382 | 0.22382 | 0.22382 | 0.22382 | 0.22382 | 0.22382 | 0.22382 | 0.22382 | 0.22382 | 0.22382 | 0.22382 | 0.22382 | 0.22382 | 0.22382 | 0.22382 | 0.22382 | 0.22382 | 0.22382 | 0.22382 | 0.22382 | 0.22382 | 0.22382 | 0.22382 | 0.22382 | 0.22382 | 0.22382 | 0.22382 | 0.22382 | 0.22382 | 0.22382 | 0.22382 | 0.22382
Reference | 20_USA | POW_SolarCSP_PP | IW0408 |  |  | 0.23291 | 0.25587 | 0.22951 | 0.22382 | 0.22382 | 0.22382 | 0.22382 | 0.22382 | 0.22382 | 0.22382 | 0.22382 | 0.22382 | 0.22382 | 0.22382 | 0.22382 | 0.22382 | 0.22382 | 0.22382 | 0.22382 | 0.22382 | 0.22382 | 0.22382 | 0.22382 | 0.22382 | 0.22382 | 0.22382 | 0.22382 | 0.22382 | 0.22382 | 0.22382 | 0.22382 | 0.22382 | 0.22382 | 0.22382 | 0.22382 | 0.22382 | 0.22382 | 0.22382 | 0.22382 | 0.22382 | 0.22382 | 0.22382 | 0.22382 | 0.22382 | 0.22382 | 0.22382 | 0.22382 | 0.22382 | 0.22382 | 0.22382 | 0.22382 | 0.22382 | 0.22382 | 0.22382
Reference | 20_USA | POW_SolarCSP_PP | IW0812 |  |  | 0.23291 | 0.25587 | 0.22951 | 0.22382 | 0.22382 | 0.22382 | 0.22382 | 0.22382 | 0.22382 | 0.22382 | 0.22382 | 0.22382 | 0.22382 | 0.22382 | 0.22382 | 0.22382 | 0.22382 | 0.22382 | 0.22382 | 0.22382 | 0.22382 | 0.22382 | 0.22382 | 0.22382 | 0.22382 | 0.22382 | 0.22382 | 0.22382 | 0.22382 | 0.22382 | 0.22382 | 0.22382 | 0.22382 | 0.22382 | 0.22382 | 0.22382 | 0.22382 | 0.22382 | 0.22382 | 0.22382 | 0.22382 | 0.22382 | 0.22382 | 0.22382 | 0.22382 | 0.22382 | 0.22382 | 0.22382 | 0.22382 | 0.22382 | 0.22382 | 0.22382 | 0.22382 | 0.22382
Reference | 20_USA | POW_SolarCSP_PP | IW1216 |  |  | 0.23291 | 0.25587 | 0.22951 | 0.22382 | 0.22382 | 0.22382 | 0.22382 | 0.22382 | 0.22382 | 0.22382 | 0.22382 | 0.22382 | 0.22382 | 0.22382 | 0.22382 | 0.22382 | 0.22382 | 0.22382 | 0.22382 | 0.22382 | 0.22382 | 0.22382 | 0.22382 | 0.22382 | 0.22382 | 0.22382 | 0.22382 | 0.22382 | 0.22382 | 0.22382 | 0.22382 | 0.22382 | 0.22382 | 0.22382 | 0.22382 | 0.22382 | 0.22382 | 0.22382 | 0.22382 | 0.22382 | 0.22382 | 0.22382 | 0.22382 | 0.22382 | 0.22382 | 0.22382 | 0.22382 | 0.22382 | 0.22382 | 0.22382 | 0.22382 | 0.22382 | 0.22382 | 0.22382
Reference | 20_USA | POW_SolarCSP_PP | IW1620 |  |  | 0.23291 | 0.25587 | 0.22951 | 0.22382 | 0.22382 | 0.22382 | 0.22382 | 0.22382 | 0.22382 | 0.22382 | 0.22382 | 0.22382 | 0.22382 | 0.22382 | 0.22382 | 0.22382 | 0.22382 | 0.22382 | 0.22382 | 0.22382 | 0.22382 | 0.22382 | 0.22382 | 0.22382 | 0.22382 | 0.22382 | 0.22382 | 0.22382 | 0.22382 | 0.22382 | 0.22382 | 0.22382 | 0.22382 | 0.22382 | 0.22382 | 0.22382 | 0.22382 | 0.22382 | 0.22382 | 0.22382 | 0.22382 | 0.22382 | 0.22382 | 0.22382 | 0.22382 | 0.22382 | 0.22382 | 0.22382 | 0.22382 | 0.22382 | 0.22382 | 0.22382 | 0.22382 | 0.22382
Reference | 20_USA | POW_SolarCSP_PP | IW2024 |  |  | 0.23291 | 0.25587 | 0.22951 | 0.22382 | 0.22382 | 0.22382 | 0.22382 | 0.22382 | 0.22382 | 0.22382 | 0.22382 | 0.22382 | 0.22382 | 0.22382 | 0.22382 | 0.22382 | 0.22382 | 0.22382 | 0.22382 | 0.22382 | 0.22382 | 0.22382 | 0.22382 | 0.22382 | 0.22382 | 0.22382 | 0.22382 | 0.22382 | 0.22382 | 0.22382 | 0.22382 | 0.22382 | 0.22382 | 0.22382 | 0.22382 | 0.22382 | 0.22382 | 0.22382 | 0.22382 | 0.22382 | 0.22382 | 0.22382 | 0.22382 | 0.22382 | 0.22382 | 0.22382 | 0.22382 | 0.22382 | 0.22382 | 0.22382 | 0.22382 | 0.22382 | 0.22382 | 0.22382
Reference | 20_USA | POW_SolarCSP_PP | IH0004 |  |  | 0.23291 | 0.25587 | 0.22951 | 0.22382 | 0.22382 | 0.22382 | 0.22382 | 0.22382 | 0.22382 | 0.22382 | 0.22382 | 0.22382 | 0.22382 | 0.22382 | 0.22382 | 0.22382 | 0.22382 | 0.22382 | 0.22382 | 0.22382 | 0.22382 | 0.22382 | 0.22382 | 0.22382 | 0.22382 | 0.22382 | 0.22382 | 0.22382 | 0.22382 | 0.22382 | 0.22382 | 0.22382 | 0.22382 | 0.22382 | 0.22382 | 0.22382 | 0.22382 | 0.22382 | 0.22382 | 0.22382 | 0.22382 | 0.22382 | 0.22382 | 0.22382 | 0.22382 | 0.22382 | 0.22382 | 0.22382 | 0.22382 | 0.22382 | 0.22382 | 0.22382 | 0.22382 | 0.22382
Reference | 20_USA | POW_SolarCSP_PP | IH0408 |  |  | 0.23291 | 0.25587 | 0.22951 | 0.22382 | 0.22382 | 0.22382 | 0.22382 | 0.22382 | 0.22382 | 0.22382 | 0.22382 | 0.22382 | 0.22382 | 0.22382 | 0.22382 | 0.22382 | 0.22382 | 0.22382 | 0.22382 | 0.22382 | 0.22382 | 0.22382 | 0.22382 | 0.22382 | 0.22382 | 0.22382 | 0.22382 | 0.22382 | 0.22382 | 0.22382 | 0.22382 | 0.22382 | 0.22382 | 0.22382 | 0.22382 | 0.22382 | 0.22382 | 0.22382 | 0.22382 | 0.22382 | 0.22382 | 0.22382 | 0.22382 | 0.22382 | 0.22382 | 0.22382 | 0.22382 | 0.22382 | 0.22382 | 0.22382 | 0.22382 | 0.22382 | 0.22382 | 0.22382
Reference | 20_USA | POW_SolarCSP_PP | IH0812 |  |  | 0.23291 | 0.25587 | 0.22951 | 0.22382 | 0.22382 | 0.22382 | 0.22382 | 0.22382 | 0.22382 | 0.22382 | 0.22382 | 0.22382 | 0.22382 | 0.22382 | 0.22382 | 0.22382 | 0.22382 | 0.22382 | 0.22382 | 0.22382 | 0.22382 | 0.22382 | 0.22382 | 0.22382 | 0.22382 | 0.22382 | 0.22382 | 0.22382 | 0.22382 | 0.22382 | 0.22382 | 0.22382 | 0.22382 | 0.22382 | 0.22382 | 0.22382 | 0.22382 | 0.22382 | 0.22382 | 0.22382 | 0.22382 | 0.22382 | 0.22382 | 0.22382 | 0.22382 | 0.22382 | 0.22382 | 0.22382 | 0.22382 | 0.22382 | 0.22382 | 0.22382 | 0.22382 | 0.22382
Reference | 20_USA | POW_SolarCSP_PP | IH1216 |  |  | 0.23291 | 0.25587 | 0.22951 | 0.22382 | 0.22382 | 0.22382 | 0.22382 | 0.22382 | 0.22382 | 0.22382 | 0.22382 | 0.22382 | 0.22382 | 0.22382 | 0.22382 | 0.22382 | 0.22382 | 0.22382 | 0.22382 | 0.22382 | 0.22382 | 0.22382 | 0.22382 | 0.22382 | 0.22382 | 0.22382 | 0.22382 | 0.22382 | 0.22382 | 0.22382 | 0.22382 | 0.22382 | 0.22382 | 0.22382 | 0.22382 | 0.22382 | 0.22382 | 0.22382 | 0.22382 | 0.22382 | 0.22382 | 0.22382 | 0.22382 | 0.22382 | 0.22382 | 0.22382 | 0.22382 | 0.22382 | 0.22382 | 0.22382 | 0.22382 | 0.22382 | 0.22382 | 0.22382
Reference | 20_USA | POW_SolarCSP_PP | IH1620 |  |  | 0.23291 | 0.25587 | 0.22951 | 0.22382 | 0.22382 | 0.22382 | 0.22382 | 0.22382 | 0.22382 | 0.22382 | 0.22382 | 0.22382 | 0.22382 | 0.22382 | 0.22382 | 0.22382 | 0.22382 | 0.22382 | 0.22382 | 0.22382 | 0.22382 | 0.22382 | 0.22382 | 0.22382 | 0.22382 | 0.22382 | 0.22382 | 0.22382 | 0.22382 | 0.22382 | 0.22382 | 0.22382 | 0.22382 | 0.22382 | 0.22382 | 0.22382 | 0.22382 | 0.22382 | 0.22382 | 0.22382 | 0.22382 | 0.22382 | 0.22382 | 0.22382 | 0.22382 | 0.22382 | 0.22382 | 0.22382 | 0.22382 | 0.22382 | 0.22382 | 0.22382 | 0.22382 | 0.22382
Reference | 20_USA | POW_SolarCSP_PP | IH2024 |  |  | 0.23291 | 0.25587 | 0.22951 | 0.22382 | 0.22382 | 0.22382 | 0.22382 | 0.22382 | 0.22382 | 0.22382 | 0.22382 | 0.22382 | 0.22382 | 0.22382 | 0.22382 | 0.22382 | 0.22382 | 0.22382 | 0.22382 | 0.22382 | 0.22382 | 0.22382 | 0.22382 | 0.22382 | 0.22382 | 0.22382 | 0.22382 | 0.22382 | 0.22382 | 0.22382 | 0.22382 | 0.22382 | 0.22382 | 0.22382 | 0.22382 | 0.22382 | 0.22382 | 0.22382 | 0.22382 | 0.22382 | 0.22382 | 0.22382 | 0.22382 | 0.22382 | 0.22382 | 0.22382 | 0.22382 | 0.22382 | 0.22382 | 0.22382 | 0.22382 | 0.22382 | 0.22382 | 0.22382
Reference | 20_USA | POW_SolarCSP_PP | SW0004 |  |  | 0.23291 | 0.25587 | 0.22951 | 0.22382 | 0.22382 | 0.22382 | 0.22382 | 0.22382 | 0.22382 | 0.22382 | 0.22382 | 0.22382 | 0.22382 | 0.22382 | 0.22382 | 0.22382 | 0.22382 | 0.22382 | 0.22382 | 0.22382 | 0.22382 | 0.22382 | 0.22382 | 0.22382 | 0.22382 | 0.22382 | 0.22382 | 0.22382 | 0.22382 | 0.22382 | 0.22382 | 0.22382 | 0.22382 | 0.22382 | 0.22382 | 0.22382 | 0.22382 | 0.22382 | 0.22382 | 0.22382 | 0.22382 | 0.22382 | 0.22382 | 0.22382 | 0.22382 | 0.22382 | 0.22382 | 0.22382 | 0.22382 | 0.22382 | 0.22382 | 0.22382 | 0.22382 | 0.22382
Reference | 20_USA | POW_SolarCSP_PP | SW0408 |  |  | 0.23291 | 0.25587 | 0.22951 | 0.22382 | 0.22382 | 0.22382 | 0.22382 | 0.22382 | 0.22382 | 0.22382 | 0.22382 | 0.22382 | 0.22382 | 0.22382 | 0.22382 | 0.22382 | 0.22382 | 0.22382 | 0.22382 | 0.22382 | 0.22382 | 0.22382 | 0.22382 | 0.22382 | 0.22382 | 0.22382 | 0.22382 | 0.22382 | 0.22382 | 0.22382 | 0.22382 | 0.22382 | 0.22382 | 0.22382 | 0.22382 | 0.22382 | 0.22382 | 0.22382 | 0.22382 | 0.22382 | 0.22382 | 0.22382 | 0.22382 | 0.22382 | 0.22382 | 0.22382 | 0.22382 | 0.22382 | 0.22382 | 0.22382 | 0.22382 | 0.22382 | 0.22382 | 0.22382
Reference | 20_USA | POW_SolarCSP_PP | SW0812 |  |  | 0.23291 | 0.25587 | 0.22951 | 0.22382 | 0.22382 | 0.22382 | 0.22382 | 0.22382 | 0.22382 | 0.22382 | 0.22382 | 0.22382 | 0.22382 | 0.22382 | 0.22382 | 0.22382 | 0.22382 | 0.22382 | 0.22382 | 0.22382 | 0.22382 | 0.22382 | 0.22382 | 0.22382 | 0.22382 | 0.22382 | 0.22382 | 0.22382 | 0.22382 | 0.22382 | 0.22382 | 0.22382 | 0.22382 | 0.22382 | 0.22382 | 0.22382 | 0.22382 | 0.22382 | 0.22382 | 0.22382 | 0.22382 | 0.22382 | 0.22382 | 0.22382 | 0.22382 | 0.22382 | 0.22382 | 0.22382 | 0.22382 | 0.22382 | 0.22382 | 0.22382 | 0.22382 | 0.22382
Reference | 20_USA | POW_SolarCSP_PP | SW1216 |  |  | 0.23291 | 0.25587 | 0.22951 | 0.22382 | 0.22382 | 0.22382 | 0.22382 | 0.22382 | 0.22382 | 0.22382 | 0.22382 | 0.22382 | 0.22382 | 0.22382 | 0.22382 | 0.22382 | 0.22382 | 0.22382 | 0.22382 | 0.22382 | 0.22382 | 0.22382 | 0.22382 | 0.22382 | 0.22382 | 0.22382 | 0.22382 | 0.22382 | 0.22382 | 0.22382 | 0.22382 | 0.22382 | 0.22382 | 0.22382 | 0.22382 | 0.22382 | 0.22382 | 0.22382 | 0.22382 | 0.22382 | 0.22382 | 0.22382 | 0.22382 | 0.22382 | 0.22382 | 0.22382 | 0.22382 | 0.22382 | 0.22382 | 0.22382 | 0.22382 | 0.22382 | 0.22382 | 0.22382
Reference | 20_USA | POW_SolarCSP_PP | SW1620 |  |  | 0.23291 | 0.25587 | 0.22951 | 0.22382 | 0.22382 | 0.22382 | 0.22382 | 0.22382 | 0.22382 | 0.22382 | 0.22382 | 0.22382 | 0.22382 | 0.22382 | 0.22382 | 0.22382 | 0.22382 | 0.22382 | 0.22382 | 0.22382 | 0.22382 | 0.22382 | 0.22382 | 0.22382 | 0.22382 | 0.22382 | 0.22382 | 0.22382 | 0.22382 | 0.22382 | 0.22382 | 0.22382 | 0.22382 | 0.22382 | 0.22382 | 0.22382 | 0.22382 | 0.22382 | 0.22382 | 0.22382 | 0.22382 | 0.22382 | 0.22382 | 0.22382 | 0.22382 | 0.22382 | 0.22382 | 0.22382 | 0.22382 | 0.22382 | 0.22382 | 0.22382 | 0.22382 | 0.22382
Reference | 20_USA | POW_SolarCSP_PP | SW2024 |  |  | 0.23291 | 0.25587 | 0.22951 | 0.22382 | 0.22382 | 0.22382 | 0.22382 | 0.22382 | 0.22382 | 0.22382 | 0.22382 | 0.22382 | 0.22382 | 0.22382 | 0.22382 | 0.22382 | 0.22382 | 0.22382 | 0.22382 | 0.22382 | 0.22382 | 0.22382 | 0.22382 | 0.22382 | 0.22382 | 0.22382 | 0.22382 | 0.22382 | 0.22382 | 0.22382 | 0.22382 | 0.22382 | 0.22382 | 0.22382 | 0.22382 | 0.22382 | 0.22382 | 0.22382 | 0.22382 | 0.22382 | 0.22382 | 0.22382 | 0.22382 | 0.22382 | 0.22382 | 0.22382 | 0.22382 | 0.22382 | 0.22382 | 0.22382 | 0.22382 | 0.22382 | 0.22382 | 0.22382
Reference | 20_USA | POW_SolarCSP_PP | SH0004 |  |  | 0.23291 | 0.25587 | 0.22951 | 0.22382 | 0.22382 | 0.22382 | 0.22382 | 0.22382 | 0.22382 | 0.22382 | 0.22382 | 0.22382 | 0.22382 | 0.22382 | 0.22382 | 0.22382 | 0.22382 | 0.22382 | 0.22382 | 0.22382 | 0.22382 | 0.22382 | 0.22382 | 0.22382 | 0.22382 | 0.22382 | 0.22382 | 0.22382 | 0.22382 | 0.22382 | 0.22382 | 0.22382 | 0.22382 | 0.22382 | 0.22382 | 0.22382 | 0.22382 | 0.22382 | 0.22382 | 0.22382 | 0.22382 | 0.22382 | 0.22382 | 0.22382 | 0.22382 | 0.22382 | 0.22382 | 0.22382 | 0.22382 | 0.22382 | 0.22382 | 0.22382 | 0.22382 | 0.22382
Reference | 20_USA | POW_SolarCSP_PP | SH0408 |  |  | 0.23291 | 0.25587 | 0.22951 | 0.22382 | 0.22382 | 0.22382 | 0.22382 | 0.22382 | 0.22382 | 0.22382 | 0.22382 | 0.22382 | 0.22382 | 0.22382 | 0.22382 | 0.22382 | 0.22382 | 0.22382 | 0.22382 | 0.22382 | 0.22382 | 0.22382 | 0.22382 | 0.22382 | 0.22382 | 0.22382 | 0.22382 | 0.22382 | 0.22382 | 0.22382 | 0.22382 | 0.22382 | 0.22382 | 0.22382 | 0.22382 | 0.22382 | 0.22382 | 0.22382 | 0.22382 | 0.22382 | 0.22382 | 0.22382 | 0.22382 | 0.22382 | 0.22382 | 0.22382 | 0.22382 | 0.22382 | 0.22382 | 0.22382 | 0.22382 | 0.22382 | 0.22382 | 0.22382
Reference | 20_USA | POW_SolarCSP_PP | SH0812 |  |  | 0.23291 | 0.25587 | 0.22951 | 0.22382 | 0.22382 | 0.22382 | 0.22382 | 0.22382 | 0.22382 | 0.22382 | 0.22382 | 0.22382 | 0.22382 | 0.22382 | 0.22382 | 0.22382 | 0.22382 | 0.22382 | 0.22382 | 0.22382 | 0.22382 | 0.22382 | 0.22382 | 0.22382 | 0.22382 | 0.22382 | 0.22382 | 0.22382 | 0.22382 | 0.22382 | 0.22382 | 0.22382 | 0.22382 | 0.22382 | 0.22382 | 0.22382 | 0.22382 | 0.22382 | 0.22382 | 0.22382 | 0.22382 | 0.22382 | 0.22382 | 0.22382 | 0.22382 | 0.22382 | 0.22382 | 0.22382 | 0.22382 | 0.22382 | 0.22382 | 0.22382 | 0.22382 | 0.22382
Reference | 20_USA | POW_SolarCSP_PP | SH1216 |  |  | 0.23291 | 0.25587 | 0.22951 | 0.22382 | 0.22382 | 0.22382 | 0.22382 | 0.22382 | 0.22382 | 0.22382 | 0.22382 | 0.22382 | 0.22382 | 0.22382 | 0.22382 | 0.22382 | 0.22382 | 0.22382 | 0.22382 | 0.22382 | 0.22382 | 0.22382 | 0.22382 | 0.22382 | 0.22382 | 0.22382 | 0.22382 | 0.22382 | 0.22382 | 0.22382 | 0.22382 | 0.22382 | 0.22382 | 0.22382 | 0.22382 | 0.22382 | 0.22382 | 0.22382 | 0.22382 | 0.22382 | 0.22382 | 0.22382 | 0.22382 | 0.22382 | 0.22382 | 0.22382 | 0.22382 | 0.22382 | 0.22382 | 0.22382 | 0.22382 | 0.22382 | 0.22382 | 0.22382
Reference | 20_USA | POW_SolarCSP_PP | SH1620 |  |  | 0.23291 | 0.25587 | 0.22951 | 0.22382 | 0.22382 | 0.22382 | 0.22382 | 0.22382 | 0.22382 | 0.22382 | 0.22382 | 0.22382 | 0.22382 | 0.22382 | 0.22382 | 0.22382 | 0.22382 | 0.22382 | 0.22382 | 0.22382 | 0.22382 | 0.22382 | 0.22382 | 0.22382 | 0.22382 | 0.22382 | 0.22382 | 0.22382 | 0.22382 | 0.22382 | 0.22382 | 0.22382 | 0.22382 | 0.22382 | 0.22382 | 0.22382 | 0.22382 | 0.22382 | 0.22382 | 0.22382 | 0.22382 | 0.22382 | 0.22382 | 0.22382 | 0.22382 | 0.22382 | 0.22382 | 0.22382 | 0.22382 | 0.22382 | 0.22382 | 0.22382 | 0.22382 | 0.22382
Reference | 20_USA | POW_SolarCSP_PP | SH2024 |  |  | 0.23291 | 0.25587 | 0.22951 | 0.22382 | 0.22382 | 0.22382 | 0.22382 | 0.22382 | 0.22382 | 0.22382 | 0.22382 | 0.22382 | 0.22382 | 0.22382 | 0.22382 | 0.22382 | 0.22382 | 0.22382 | 0.22382 | 0.22382 | 0.22382 | 0.22382 | 0.22382 | 0.22382 | 0.22382 | 0.22382 | 0.22382 | 0.22382 | 0.22382 | 0.22382 | 0.22382 | 0.22382 | 0.22382 | 0.22382 | 0.22382 | 0.22382 | 0.22382 | 0.22382 | 0.22382 | 0.22382 | 0.22382 | 0.22382 | 0.22382 | 0.22382 | 0.22382 | 0.22382 | 0.22382 | 0.22382 | 0.22382 | 0.22382 | 0.22382 | 0.22382 | 0.22382 | 0.22382
Reference | 20_USA | POW_Wind_PP | WW0004 |  |  | 0.38548 | 0.37235 | 0.36562 | 0.36562 | 0.36562 | 0.36562 | 0.36562 | 0.36562 | 0.36562 | 0.36562 | 0.36562 | 0.36562 | 0.36562 | 0.36562 | 0.36562 | 0.36562 | 0.36562 | 0.36562 | 0.36562 | 0.36562 | 0.36562 | 0.36562 | 0.36562 | 0.36562 | 0.36562 | 0.36562 | 0.36562 | 0.36562 | 0.36562 | 0.36562 | 0.36562 | 0.36562 | 0.36562 | 0.36562 | 0.36562 | 0.36562 | 0.36562 | 0.36562 | 0.36562 | 0.36562 | 0.36562 | 0.36562 | 0.36562 | 0.36562 | 0.36562 | 0.36562 | 0.36562 | 0.36562 | 0.36562 | 0.36562 | 0.36562 | 0.36562 | 0.36562 | 0.36562
Reference | 20_USA | POW_Wind_PP | WW0408 |  |  | 0.51829 | 0.51786 | 0.51786 | 0.51786 | 0.51786 | 0.51786 | 0.51786 | 0.51786 | 0.51786 | 0.51786 | 0.51786 | 0.51786 | 0.51786 | 0.51786 | 0.51786 | 0.51786 | 0.51786 | 0.51786 | 0.51786 | 0.51786 | 0.51786 | 0.51786 | 0.51786 | 0.51786 | 0.51786 | 0.51786 | 0.51786 | 0.51786 | 0.51786 | 0.51786 | 0.51786 | 0.51786 | 0.51786 | 0.51786 | 0.51786 | 0.51786 | 0.51786 | 0.51786 | 0.51786 | 0.51786 | 0.51786 | 0.51786 | 0.51786 | 0.51786 | 0.51786 | 0.51786 | 0.51786 | 0.51786 | 0.51786 | 0.51786 | 0.51786 | 0.51786 | 0.51786 | 0.51786
Reference | 20_USA | POW_Wind_PP | WW0812 |  |  | 0.53826 | 0.53781 | 0.53781 | 0.53781 | 0.53781 | 0.53781 | 0.53781 | 0.53781 | 0.53781 | 0.53781 | 0.53781 | 0.53781 | 0.53781 | 0.53781 | 0.53781 | 0.53781 | 0.53781 | 0.53781 | 0.53781 | 0.53781 | 0.53781 | 0.53781 | 0.53781 | 0.53781 | 0.53781 | 0.53781 | 0.53781 | 0.53781 | 0.53781 | 0.53781 | 0.53781 | 0.53781 | 0.53781 | 0.53781 | 0.53781 | 0.53781 | 0.53781 | 0.53781 | 0.53781 | 0.53781 | 0.53781 | 0.53781 | 0.53781 | 0.53781 | 0.53781 | 0.53781 | 0.53781 | 0.53781 | 0.53781 | 0.53781 | 0.53781 | 0.53781 | 0.53781 | 0.53781
Reference | 20_USA | POW_Wind_PP | WW1216 |  |  | 0.53686 | 0.53641 | 0.52155 | 0.52155 | 0.52155 | 0.52155 | 0.52155 | 0.52155 | 0.52155 | 0.52155 | 0.52155 | 0.52155 | 0.52155 | 0.52155 | 0.52155 | 0.52155 | 0.52155 | 0.52155 | 0.52155 | 0.52155 | 0.52155 | 0.52155 | 0.52155 | 0.52155 | 0.52155 | 0.52155 | 0.52155 | 0.52155 | 0.52155 | 0.52155 | 0.52155 | 0.52155 | 0.52155 | 0.52155 | 0.52155 | 0.52155 | 0.52155 | 0.52155 | 0.52155 | 0.52155 | 0.52155 | 0.52155 | 0.52155 | 0.52155 | 0.52155 | 0.52155 | 0.52155 | 0.52155 | 0.52155 | 0.52155 | 0.52155 | 0.52155 | 0.52155 | 0.52155
Reference | 20_USA | POW_Wind_PP | WW1620 |  |  | 0.28338 | 0.28314 | 0.27937 | 0.28314 | 0.28314 | 0.28314 | 0.28314 | 0.28314 | 0.28314 | 0.28314 | 0.28314 | 0.28314 | 0.28314 | 0.28314 | 0.28314 | 0.28314 | 0.28314 | 0.28314 | 0.28314 | 0.28314 | 0.28314 | 0.28314 | 0.28314 | 0.28314 | 0.28314 | 0.28314 | 0.28314 | 0.28314 | 0.28314 | 0.28314 | 0.28314 | 0.28314 | 0.28314 | 0.28314 | 0.28314 | 0.28314 | 0.28314 | 0.28314 | 0.28314 | 0.28314 | 0.28314 | 0.28314 | 0.28314 | 0.28314 | 0.28314 | 0.28314 | 0.28314 | 0.28314 | 0.28314 | 0.28314 | 0.28314 | 0.28314 | 0.28314 | 0.28314
Reference | 20_USA | POW_Wind_PP | WW2024 |  |  | 0.22281 | 0.22262 | 0.21509 | 0.22262 | 0.22262 | 0.22262 | 0.22262 | 0.22262 | 0.22262 | 0.22262 | 0.22262 | 0.22262 | 0.22262 | 0.22262 | 0.22262 | 0.22262 | 0.22262 | 0.22262 | 0.22262 | 0.22262 | 0.22262 | 0.22262 | 0.22262 | 0.22262 | 0.22262 | 0.22262 | 0.22262 | 0.22262 | 0.22262 | 0.22262 | 0.22262 | 0.22262 | 0.22262 | 0.22262 | 0.22262 | 0.22262 | 0.22262 | 0.22262 | 0.22262 | 0.22262 | 0.22262 | 0.22262 | 0.22262 | 0.22262 | 0.22262 | 0.22262 | 0.22262 | 0.22262 | 0.22262 | 0.22262 | 0.22262 | 0.22262 | 0.22262 | 0.22262
Reference | 20_USA | POW_Wind_PP | WH0004 |  |  | 0.38548 | 0.37235 | 0.36562 | 0.36562 | 0.36562 | 0.36562 | 0.36562 | 0.36562 | 0.36562 | 0.36562 | 0.36562 | 0.36562 | 0.36562 | 0.36562 | 0.36562 | 0.36562 | 0.36562 | 0.36562 | 0.36562 | 0.36562 | 0.36562 | 0.36562 | 0.36562 | 0.36562 | 0.36562 | 0.36562 | 0.36562 | 0.36562 | 0.36562 | 0.36562 | 0.36562 | 0.36562 | 0.36562 | 0.36562 | 0.36562 | 0.36562 | 0.36562 | 0.36562 | 0.36562 | 0.36562 | 0.36562 | 0.36562 | 0.36562 | 0.36562 | 0.36562 | 0.36562 | 0.36562 | 0.36562 | 0.36562 | 0.36562 | 0.36562 | 0.36562 | 0.36562 | 0.36562
Reference | 20_USA | POW_Wind_PP | WH0408 |  |  | 0.51829 | 0.51786 | 0.51786 | 0.51786 | 0.51786 | 0.51786 | 0.51786 | 0.51786 | 0.51786 | 0.51786 | 0.51786 | 0.51786 | 0.51786 | 0.51786 | 0.51786 | 0.51786 | 0.51786 | 0.51786 | 0.51786 | 0.51786 | 0.51786 | 0.51786 | 0.51786 | 0.51786 | 0.51786 | 0.51786 | 0.51786 | 0.51786 | 0.51786 | 0.51786 | 0.51786 | 0.51786 | 0.51786 | 0.51786 | 0.51786 | 0.51786 | 0.51786 | 0.51786 | 0.51786 | 0.51786 | 0.51786 | 0.51786 | 0.51786 | 0.51786 | 0.51786 | 0.51786 | 0.51786 | 0.51786 | 0.51786 | 0.51786 | 0.51786 | 0.51786 | 0.51786 | 0.51786
Reference | 20_USA | POW_Wind_PP | WH0812 |  |  | 0.53826 | 0.53781 | 0.53781 | 0.53781 | 0.53781 | 0.53781 | 0.53781 | 0.53781 | 0.53781 | 0.53781 | 0.53781 | 0.53781 | 0.53781 | 0.53781 | 0.53781 | 0.53781 | 0.53781 | 0.53781 | 0.53781 | 0.53781 | 0.53781 | 0.53781 | 0.53781 | 0.53781 | 0.53781 | 0.53781 | 0.53781 | 0.53781 | 0.53781 | 0.53781 | 0.53781 | 0.53781 | 0.53781 | 0.53781 | 0.53781 | 0.53781 | 0.53781 | 0.53781 | 0.53781 | 0.53781 | 0.53781 | 0.53781 | 0.53781 | 0.53781 | 0.53781 | 0.53781 | 0.53781 | 0.53781 | 0.53781 | 0.53781 | 0.53781 | 0.53781 | 0.53781 | 0.53781
Reference | 20_USA | POW_Wind_PP | WH1216 |  |  | 0.53686 | 0.53641 | 0.52155 | 0.52155 | 0.52155 | 0.52155 | 0.52155 | 0.52155 | 0.52155 | 0.52155 | 0.52155 | 0.52155 | 0.52155 | 0.52155 | 0.52155 | 0.52155 | 0.52155 | 0.52155 | 0.52155 | 0.52155 | 0.52155 | 0.52155 | 0.52155 | 0.52155 | 0.52155 | 0.52155 | 0.52155 | 0.52155 | 0.52155 | 0.52155 | 0.52155 | 0.52155 | 0.52155 | 0.52155 | 0.52155 | 0.52155 | 0.52155 | 0.52155 | 0.52155 | 0.52155 | 0.52155 | 0.52155 | 0.52155 | 0.52155 | 0.52155 | 0.52155 | 0.52155 | 0.52155 | 0.52155 | 0.52155 | 0.52155 | 0.52155 | 0.52155 | 0.52155
Reference | 20_USA | POW_Wind_PP | WH1620 |  |  | 0.28338 | 0.28314 | 0.27937 | 0.28314 | 0.28314 | 0.28314 | 0.28314 | 0.28314 | 0.28314 | 0.28314 | 0.28314 | 0.28314 | 0.28314 | 0.28314 | 0.28314 | 0.28314 | 0.28314 | 0.28314 | 0.28314 | 0.28314 | 0.28314 | 0.28314 | 0.28314 | 0.28314 | 0.28314 | 0.28314 | 0.28314 | 0.28314 | 0.28314 | 0.28314 | 0.28314 | 0.28314 | 0.28314 | 0.28314 | 0.28314 | 0.28314 | 0.28314 | 0.28314 | 0.28314 | 0.28314 | 0.28314 | 0.28314 | 0.28314 | 0.28314 | 0.28314 | 0.28314 | 0.28314 | 0.28314 | 0.28314 | 0.28314 | 0.28314 | 0.28314 | 0.28314 | 0.28314
Reference | 20_USA | POW_Wind_PP | WH2024 |  |  | 0.22281 | 0.22262 | 0.21509 | 0.22262 | 0.22262 | 0.22262 | 0.22262 | 0.22262 | 0.22262 | 0.22262 | 0.22262 | 0.22262 | 0.22262 | 0.22262 | 0.22262 | 0.22262 | 0.22262 | 0.22262 | 0.22262 | 0.22262 | 0.22262 | 0.22262 | 0.22262 | 0.22262 | 0.22262 | 0.22262 | 0.22262 | 0.22262 | 0.22262 | 0.22262 | 0.22262 | 0.22262 | 0.22262 | 0.22262 | 0.22262 | 0.22262 | 0.22262 | 0.22262 | 0.22262 | 0.22262 | 0.22262 | 0.22262 | 0.22262 | 0.22262 | 0.22262 | 0.22262 | 0.22262 | 0.22262 | 0.22262 | 0.22262 | 0.22262 | 0.22262 | 0.22262 | 0.22262
Reference | 20_USA | POW_Wind_PP | IW0004 |  |  | 0.34586 | 0.34429 | 0.34244 | 0.34429 | 0.34429 | 0.34429 | 0.34429 | 0.34429 | 0.34429 | 0.34429 | 0.34429 | 0.34429 | 0.34429 | 0.34429 | 0.34429 | 0.34429 | 0.34429 | 0.34429 | 0.34429 | 0.34429 | 0.34429 | 0.34429 | 0.34429 | 0.34429 | 0.34429 | 0.34429 | 0.34429 | 0.34429 | 0.34429 | 0.34429 | 0.34429 | 0.34429 | 0.34429 | 0.34429 | 0.34429 | 0.34429 | 0.34429 | 0.34429 | 0.34429 | 0.34429 | 0.34429 | 0.34429 | 0.34429 | 0.34429 | 0.34429 | 0.34429 | 0.34429 | 0.34429 | 0.34429 | 0.34429 | 0.34429 | 0.34429 | 0.34429 | 0.34429
Reference | 20_USA | POW_Wind_PP | IW0408 |  |  | 0.48334 | 0.47962 | 0.47579 | 0.47579 | 0.47579 | 0.47579 | 0.47579 | 0.47579 | 0.47579 | 0.47579 | 0.47579 | 0.47579 | 0.47579 | 0.47579 | 0.47579 | 0.47579 | 0.47579 | 0.47579 | 0.47579 | 0.47579 | 0.47579 | 0.47579 | 0.47579 | 0.47579 | 0.47579 | 0.47579 | 0.47579 | 0.47579 | 0.47579 | 0.47579 | 0.47579 | 0.47579 | 0.47579 | 0.47579 | 0.47579 | 0.47579 | 0.47579 | 0.47579 | 0.47579 | 0.47579 | 0.47579 | 0.47579 | 0.47579 | 0.47579 | 0.47579 | 0.47579 | 0.47579 | 0.47579 | 0.47579 | 0.47579 | 0.47579 | 0.47579 | 0.47579 | 0.47579
Reference | 20_USA | POW_Wind_PP | IW0812 |  |  | 0.45923 | 0.45884 | 0.43584 | 0.43763 | 0.43763 | 0.43763 | 0.43763 | 0.43763 | 0.43763 | 0.43763 | 0.43763 | 0.43763 | 0.43763 | 0.43763 | 0.43763 | 0.43763 | 0.43763 | 0.43763 | 0.43763 | 0.43763 | 0.43763 | 0.43763 | 0.43763 | 0.43763 | 0.43763 | 0.43763 | 0.43763 | 0.43763 | 0.43763 | 0.43763 | 0.43763 | 0.43763 | 0.43763 | 0.43763 | 0.43763 | 0.43763 | 0.43763 | 0.43763 | 0.43763 | 0.43763 | 0.43763 | 0.43763 | 0.43763 | 0.43763 | 0.43763 | 0.43763 | 0.43763 | 0.43763 | 0.43763 | 0.43763 | 0.43763 | 0.43763 | 0.43763 | 0.43763
Reference | 20_USA | POW_Wind_PP | IW1216 |  |  | 0.36689 | 0.36659 | 0.36328 | 0.36328 | 0.36328 | 0.36328 | 0.36328 | 0.36328 | 0.36328 | 0.36328 | 0.36328 | 0.36328 | 0.36328 | 0.36328 | 0.36328 | 0.36328 | 0.36328 | 0.36328 | 0.36328 | 0.36328 | 0.36328 | 0.36328 | 0.36328 | 0.36328 | 0.36328 | 0.36328 | 0.36328 | 0.36328 | 0.36328 | 0.36328 | 0.36328 | 0.36328 | 0.36328 | 0.36328 | 0.36328 | 0.36328 | 0.36328 | 0.36328 | 0.36328 | 0.36328 | 0.36328 | 0.36328 | 0.36328 | 0.36328 | 0.36328 | 0.36328 | 0.36328 | 0.36328 | 0.36328 | 0.36328 | 0.36328 | 0.36328 | 0.36328 | 0.36328
Reference | 20_USA | POW_Wind_PP | IW1620 |  |  | 0.21883 | 0.21864 | 0.21685 | 0.21864 | 0.21864 | 0.21864 | 0.21864 | 0.21864 | 0.21864 | 0.21864 | 0.21864 | 0.21864 | 0.21864 | 0.21864 | 0.21864 | 0.21864 | 0.21864 | 0.21864 | 0.21864 | 0.21864 | 0.21864 | 0.21864 | 0.21864 | 0.21864 | 0.21864 | 0.21864 | 0.21864 | 0.21864 | 0.21864 | 0.21864 | 0.21864 | 0.21864 | 0.21864 | 0.21864 | 0.21864 | 0.21864 | 0.21864 | 0.21864 | 0.21864 | 0.21864 | 0.21864 | 0.21864 | 0.21864 | 0.21864 | 0.21864 | 0.21864 | 0.21864 | 0.21864 | 0.21864 | 0.21864 | 0.21864 | 0.21864 | 0.21864 | 0.21864
Reference | 20_USA | POW_Wind_PP | IW2024 |  |  | 0.18742 | 0.18727 | 0.18189 | 0.18727 | 0.18727 | 0.18727 | 0.18727 | 0.18727 | 0.18727 | 0.18727 | 0.18727 | 0.18727 | 0.18727 | 0.18727 | 0.18727 | 0.18727 | 0.18727 | 0.18727 | 0.18727 | 0.18727 | 0.18727 | 0.18727 | 0.18727 | 0.18727 | 0.18727 | 0.18727 | 0.18727 | 0.18727 | 0.18727 | 0.18727 | 0.18727 | 0.18727 | 0.18727 | 0.18727 | 0.18727 | 0.18727 | 0.18727 | 0.18727 | 0.18727 | 0.18727 | 0.18727 | 0.18727 | 0.18727 | 0.18727 | 0.18727 | 0.18727 | 0.18727 | 0.18727 | 0.18727 | 0.18727 | 0.18727 | 0.18727 | 0.18727 | 0.18727
Reference | 20_USA | POW_Wind_PP | IH0004 |  |  | 0.34586 | 0.34429 | 0.34244 | 0.34429 | 0.34429 | 0.34429 | 0.34429 | 0.34429 | 0.34429 | 0.34429 | 0.34429 | 0.34429 | 0.34429 | 0.34429 | 0.34429 | 0.34429 | 0.34429 | 0.34429 | 0.34429 | 0.34429 | 0.34429 | 0.34429 | 0.34429 | 0.34429 | 0.34429 | 0.34429 | 0.34429 | 0.34429 | 0.34429 | 0.34429 | 0.34429 | 0.34429 | 0.34429 | 0.34429 | 0.34429 | 0.34429 | 0.34429 | 0.34429 | 0.34429 | 0.34429 | 0.34429 | 0.34429 | 0.34429 | 0.34429 | 0.34429 | 0.34429 | 0.34429 | 0.34429 | 0.34429 | 0.34429 | 0.34429 | 0.34429 | 0.34429 | 0.34429
Reference | 20_USA | POW_Wind_PP | IH0408 |  |  | 0.48334 | 0.47962 | 0.47579 | 0.47579 | 0.47579 | 0.47579 | 0.47579 | 0.47579 | 0.47579 | 0.47579 | 0.47579 | 0.47579 | 0.47579 | 0.47579 | 0.47579 | 0.47579 | 0.47579 | 0.47579 | 0.47579 | 0.47579 | 0.47579 | 0.47579 | 0.47579 | 0.47579 | 0.47579 | 0.47579 | 0.47579 | 0.47579 | 0.47579 | 0.47579 | 0.47579 | 0.47579 | 0.47579 | 0.47579 | 0.47579 | 0.47579 | 0.47579 | 0.47579 | 0.47579 | 0.47579 | 0.47579 | 0.47579 | 0.47579 | 0.47579 | 0.47579 | 0.47579 | 0.47579 | 0.47579 | 0.47579 | 0.47579 | 0.47579 | 0.47579 | 0.47579 | 0.47579
Reference | 20_USA | POW_Wind_PP | IH0812 |  |  | 0.45923 | 0.45884 | 0.43584 | 0.43763 | 0.43763 | 0.43763 | 0.43763 | 0.43763 | 0.43763 | 0.43763 | 0.43763 | 0.43763 | 0.43763 | 0.43763 | 0.43763 | 0.43763 | 0.43763 | 0.43763 | 0.43763 | 0.43763 | 0.43763 | 0.43763 | 0.43763 | 0.43763 | 0.43763 | 0.43763 | 0.43763 | 0.43763 | 0.43763 | 0.43763 | 0.43763 | 0.43763 | 0.43763 | 0.43763 | 0.43763 | 0.43763 | 0.43763 | 0.43763 | 0.43763 | 0.43763 | 0.43763 | 0.43763 | 0.43763 | 0.43763 | 0.43763 | 0.43763 | 0.43763 | 0.43763 | 0.43763 | 0.43763 | 0.43763 | 0.43763 | 0.43763 | 0.43763
Reference | 20_USA | POW_Wind_PP | IH1216 |  |  | 0.36689 | 0.36659 | 0.36328 | 0.36328 | 0.36328 | 0.36328 | 0.36328 | 0.36328 | 0.36328 | 0.36328 | 0.36328 | 0.36328 | 0.36328 | 0.36328 | 0.36328 | 0.36328 | 0.36328 | 0.36328 | 0.36328 | 0.36328 | 0.36328 | 0.36328 | 0.36328 | 0.36328 | 0.36328 | 0.36328 | 0.36328 | 0.36328 | 0.36328 | 0.36328 | 0.36328 | 0.36328 | 0.36328 | 0.36328 | 0.36328 | 0.36328 | 0.36328 | 0.36328 | 0.36328 | 0.36328 | 0.36328 | 0.36328 | 0.36328 | 0.36328 | 0.36328 | 0.36328 | 0.36328 | 0.36328 | 0.36328 | 0.36328 | 0.36328 | 0.36328 | 0.36328 | 0.36328
Reference | 20_USA | POW_Wind_PP | IH1620 |  |  | 0.21883 | 0.21864 | 0.21685 | 0.21864 | 0.21864 | 0.21864 | 0.21864 | 0.21864 | 0.21864 | 0.21864 | 0.21864 | 0.21864 | 0.21864 | 0.21864 | 0.21864 | 0.21864 | 0.21864 | 0.21864 | 0.21864 | 0.21864 | 0.21864 | 0.21864 | 0.21864 | 0.21864 | 0.21864 | 0.21864 | 0.21864 | 0.21864 | 0.21864 | 0.21864 | 0.21864 | 0.21864 | 0.21864 | 0.21864 | 0.21864 | 0.21864 | 0.21864 | 0.21864 | 0.21864 | 0.21864 | 0.21864 | 0.21864 | 0.21864 | 0.21864 | 0.21864 | 0.21864 | 0.21864 | 0.21864 | 0.21864 | 0.21864 | 0.21864 | 0.21864 | 0.21864 | 0.21864
Reference | 20_USA | POW_Wind_PP | IH2024 |  |  | 0.18742 | 0.18727 | 0.18189 | 0.18727 | 0.18727 | 0.18727 | 0.18727 | 0.18727 | 0.18727 | 0.18727 | 0.18727 | 0.18727 | 0.18727 | 0.18727 | 0.18727 | 0.18727 | 0.18727 | 0.18727 | 0.18727 | 0.18727 | 0.18727 | 0.18727 | 0.18727 | 0.18727 | 0.18727 | 0.18727 | 0.18727 | 0.18727 | 0.18727 | 0.18727 | 0.18727 | 0.18727 | 0.18727 | 0.18727 | 0.18727 | 0.18727 | 0.18727 | 0.18727 | 0.18727 | 0.18727 | 0.18727 | 0.18727 | 0.18727 | 0.18727 | 0.18727 | 0.18727 | 0.18727 | 0.18727 | 0.18727 | 0.18727 | 0.18727 | 0.18727 | 0.18727 | 0.18727
Reference | 20_USA | POW_Wind_PP | SW0004 |  |  | 0.28172 | 0.28149 | 0.28149 | 0.28149 | 0.28149 | 0.28149 | 0.28149 | 0.28149 | 0.28149 | 0.28149 | 0.28149 | 0.28149 | 0.28149 | 0.28149 | 0.28149 | 0.28149 | 0.28149 | 0.28149 | 0.28149 | 0.28149 | 0.28149 | 0.28149 | 0.28149 | 0.28149 | 0.28149 | 0.28149 | 0.28149 | 0.28149 | 0.28149 | 0.28149 | 0.28149 | 0.28149 | 0.28149 | 0.28149 | 0.28149 | 0.28149 | 0.28149 | 0.28149 | 0.28149 | 0.28149 | 0.28149 | 0.28149 | 0.28149 | 0.28149 | 0.28149 | 0.28149 | 0.28149 | 0.28149 | 0.28149 | 0.28149 | 0.28149 | 0.28149 | 0.28149 | 0.28149
Reference | 20_USA | POW_Wind_PP | SW0408 |  |  | 0.39936 | 0.39902 | 0.39534 | 0.39902 | 0.39902 | 0.39902 | 0.39902 | 0.39902 | 0.39902 | 0.39902 | 0.39902 | 0.39902 | 0.39902 | 0.39902 | 0.39902 | 0.39902 | 0.39902 | 0.39902 | 0.39902 | 0.39902 | 0.39902 | 0.39902 | 0.39902 | 0.39902 | 0.39902 | 0.39902 | 0.39902 | 0.39902 | 0.39902 | 0.39902 | 0.39902 | 0.39902 | 0.39902 | 0.39902 | 0.39902 | 0.39902 | 0.39902 | 0.39902 | 0.39902 | 0.39902 | 0.39902 | 0.39902 | 0.39902 | 0.39902 | 0.39902 | 0.39902 | 0.39902 | 0.39902 | 0.39902 | 0.39902 | 0.39902 | 0.39902 | 0.39902 | 0.39902
Reference | 20_USA | POW_Wind_PP | SW0812 |  |  | 0.36523 | 0.35856 | 0.35856 | 0.35856 | 0.35856 | 0.35856 | 0.35856 | 0.35856 | 0.35856 | 0.35856 | 0.35856 | 0.35856 | 0.35856 | 0.35856 | 0.35856 | 0.35856 | 0.35856 | 0.35856 | 0.35856 | 0.35856 | 0.35856 | 0.35856 | 0.35856 | 0.35856 | 0.35856 | 0.35856 | 0.35856 | 0.35856 | 0.35856 | 0.35856 | 0.35856 | 0.35856 | 0.35856 | 0.35856 | 0.35856 | 0.35856 | 0.35856 | 0.35856 | 0.35856 | 0.35856 | 0.35856 | 0.35856 | 0.35856 | 0.35856 | 0.35856 | 0.35856 | 0.35856 | 0.35856 | 0.35856 | 0.35856 | 0.35856 | 0.35856 | 0.35856 | 0.35856
Reference | 20_USA | POW_Wind_PP | SW1216 |  |  | 0.19007 | 0.18728 | 0.18728 | 0.18728 | 0.18728 | 0.18728 | 0.18728 | 0.18728 | 0.18728 | 0.18728 | 0.18728 | 0.18728 | 0.18728 | 0.18728 | 0.18728 | 0.18728 | 0.18728 | 0.18728 | 0.18728 | 0.18728 | 0.18728 | 0.18728 | 0.18728 | 0.18728 | 0.18728 | 0.18728 | 0.18728 | 0.18728 | 0.18728 | 0.18728 | 0.18728 | 0.18728 | 0.18728 | 0.18728 | 0.18728 | 0.18728 | 0.18728 | 0.18728 | 0.18728 | 0.18728 | 0.18728 | 0.18728 | 0.18728 | 0.18728 | 0.18728 | 0.18728 | 0.18728 | 0.18728 | 0.18728 | 0.18728 | 0.18728 | 0.18728 | 0.18728 | 0.18728
Reference | 20_USA | POW_Wind_PP | SW1620 |  |  | 0.098605 | 0.098522 | 0.094956 | 0.094956 | 0.094956 | 0.094956 | 0.094956 | 0.094956 | 0.094956 | 0.094956 | 0.094956 | 0.094956 | 0.094956 | 0.094956 | 0.094956 | 0.094956 | 0.094956 | 0.094956 | 0.094956 | 0.094956 | 0.094956 | 0.094956 | 0.094956 | 0.094956 | 0.094956 | 0.094956 | 0.094956 | 0.094956 | 0.094956 | 0.094956 | 0.094956 | 0.094956 | 0.094956 | 0.094956 | 0.094956 | 0.094956 | 0.094956 | 0.094956 | 0.094956 | 0.094956 | 0.094956 | 0.094956 | 0.094956 | 0.094956 | 0.094956 | 0.094956 | 0.094956 | 0.094956 | 0.094956 | 0.094956 | 0.094956 | 0.094956 | 0.094956 | 0.094956
Reference | 20_USA | POW_Wind_PP | SW2024 |  |  | 0.11257 | 0.11247 | 0.10891 | 0.10891 | 0.10891 | 0.10891 | 0.10891 | 0.10891 | 0.10891 | 0.10891 | 0.10891 | 0.10891 | 0.10891 | 0.10891 | 0.10891 | 0.10891 | 0.10891 | 0.10891 | 0.10891 | 0.10891 | 0.10891 | 0.10891 | 0.10891 | 0.10891 | 0.10891 | 0.10891 | 0.10891 | 0.10891 | 0.10891 | 0.10891 | 0.10891 | 0.10891 | 0.10891 | 0.10891 | 0.10891 | 0.10891 | 0.10891 | 0.10891 | 0.10891 | 0.10891 | 0.10891 | 0.10891 | 0.10891 | 0.10891 | 0.10891 | 0.10891 | 0.10891 | 0.10891 | 0.10891 | 0.10891 | 0.10891 | 0.10891 | 0.10891 | 0.10891
Reference | 20_USA | POW_Wind_PP | SH0004 |  |  | 0.28172 | 0.28149 | 0.28149 | 0.28149 | 0.28149 | 0.28149 | 0.28149 | 0.28149 | 0.28149 | 0.28149 | 0.28149 | 0.28149 | 0.28149 | 0.28149 | 0.28149 | 0.28149 | 0.28149 | 0.28149 | 0.28149 | 0.28149 | 0.28149 | 0.28149 | 0.28149 | 0.28149 | 0.28149 | 0.28149 | 0.28149 | 0.28149 | 0.28149 | 0.28149 | 0.28149 | 0.28149 | 0.28149 | 0.28149 | 0.28149 | 0.28149 | 0.28149 | 0.28149 | 0.28149 | 0.28149 | 0.28149 | 0.28149 | 0.28149 | 0.28149 | 0.28149 | 0.28149 | 0.28149 | 0.28149 | 0.28149 | 0.28149 | 0.28149 | 0.28149 | 0.28149 | 0.28149
Reference | 20_USA | POW_Wind_PP | SH0408 |  |  | 0.39936 | 0.39902 | 0.39534 | 0.39902 | 0.39902 | 0.39902 | 0.39902 | 0.39902 | 0.39902 | 0.39902 | 0.39902 | 0.39902 | 0.39902 | 0.39902 | 0.39902 | 0.39902 | 0.39902 | 0.39902 | 0.39902 | 0.39902 | 0.39902 | 0.39902 | 0.39902 | 0.39902 | 0.39902 | 0.39902 | 0.39902 | 0.39902 | 0.39902 | 0.39902 | 0.39902 | 0.39902 | 0.39902 | 0.39902 | 0.39902 | 0.39902 | 0.39902 | 0.39902 | 0.39902 | 0.39902 | 0.39902 | 0.39902 | 0.39902 | 0.39902 | 0.39902 | 0.39902 | 0.39902 | 0.39902 | 0.39902 | 0.39902 | 0.39902 | 0.39902 | 0.39902 | 0.39902
Reference | 20_USA | POW_Wind_PP | SH0812 |  |  | 0.36523 | 0.35856 | 0.35856 | 0.35856 | 0.35856 | 0.35856 | 0.35856 | 0.35856 | 0.35856 | 0.35856 | 0.35856 | 0.35856 | 0.35856 | 0.35856 | 0.35856 | 0.35856 | 0.35856 | 0.35856 | 0.35856 | 0.35856 | 0.35856 | 0.35856 | 0.35856 | 0.35856 | 0.35856 | 0.35856 | 0.35856 | 0.35856 | 0.35856 | 0.35856 | 0.35856 | 0.35856 | 0.35856 | 0.35856 | 0.35856 | 0.35856 | 0.35856 | 0.35856 | 0.35856 | 0.35856 | 0.35856 | 0.35856 | 0.35856 | 0.35856 | 0.35856 | 0.35856 | 0.35856 | 0.35856 | 0.35856 | 0.35856 | 0.35856 | 0.35856 | 0.35856 | 0.35856
Reference | 20_USA | POW_Wind_PP | SH1216 |  |  | 0.19007 | 0.18728 | 0.18728 | 0.18728 | 0.18728 | 0.18728 | 0.18728 | 0.18728 | 0.18728 | 0.18728 | 0.18728 | 0.18728 | 0.18728 | 0.18728 | 0.18728 | 0.18728 | 0.18728 | 0.18728 | 0.18728 | 0.18728 | 0.18728 | 0.18728 | 0.18728 | 0.18728 | 0.18728 | 0.18728 | 0.18728 | 0.18728 | 0.18728 | 0.18728 | 0.18728 | 0.18728 | 0.18728 | 0.18728 | 0.18728 | 0.18728 | 0.18728 | 0.18728 | 0.18728 | 0.18728 | 0.18728 | 0.18728 | 0.18728 | 0.18728 | 0.18728 | 0.18728 | 0.18728 | 0.18728 | 0.18728 | 0.18728 | 0.18728 | 0.18728 | 0.18728 | 0.18728
Reference | 20_USA | POW_Wind_PP | SH1620 |  |  | 0.098605 | 0.098522 | 0.094956 | 0.094956 | 0.094956 | 0.094956 | 0.094956 | 0.094956 | 0.094956 | 0.094956 | 0.094956 | 0.094956 | 0.094956 | 0.094956 | 0.094956 | 0.094956 | 0.094956 | 0.094956 | 0.094956 | 0.094956 | 0.094956 | 0.094956 | 0.094956 | 0.094956 | 0.094956 | 0.094956 | 0.094956 | 0.094956 | 0.094956 | 0.094956 | 0.094956 | 0.094956 | 0.094956 | 0.094956 | 0.094956 | 0.094956 | 0.094956 | 0.094956 | 0.094956 | 0.094956 | 0.094956 | 0.094956 | 0.094956 | 0.094956 | 0.094956 | 0.094956 | 0.094956 | 0.094956 | 0.094956 | 0.094956 | 0.094956 | 0.094956 | 0.094956 | 0.094956
Reference | 20_USA | POW_Wind_PP | SH2024 |  |  | 0.11257 | 0.11247 | 0.10891 | 0.10891 | 0.10891 | 0.10891 | 0.10891 | 0.10891 | 0.10891 | 0.10891 | 0.10891 | 0.10891 | 0.10891 | 0.10891 | 0.10891 | 0.10891 | 0.10891 | 0.10891 | 0.10891 | 0.10891 | 0.10891 | 0.10891 | 0.10891 | 0.10891 | 0.10891 | 0.10891 | 0.10891 | 0.10891 | 0.10891 | 0.10891 | 0.10891 | 0.10891 | 0.10891 | 0.10891 | 0.10891 | 0.10891 | 0.10891 | 0.10891 | 0.10891 | 0.10891 | 0.10891 | 0.10891 | 0.10891 | 0.10891 | 0.10891 | 0.10891 | 0.10891 | 0.10891 | 0.10891 | 0.10891 | 0.10891 | 0.10891 | 0.10891 | 0.10891
Reference | 20_USA | POW_WindOff_PP | WW0004 |  |  | 0.47404 | 0.47404 | 0.47404 | 0.47404 | 0.47404 | 0.47404 | 0.47404 | 0.47404 | 0.47404 | 0.47404 | 0.47404 | 0.47404 | 0.47404 | 0.47404 | 0.47404 | 0.47404 | 0.47404 | 0.47404 | 0.47404 | 0.47404 | 0.47404 | 0.47404 | 0.47404 | 0.47404 | 0.47404 | 0.47404 | 0.47404 | 0.47404 | 0.47404 | 0.47404 | 0.47404 | 0.47404 | 0.47404 | 0.47404 | 0.47404 | 0.47404 | 0.47404 | 0.47404 | 0.47404 | 0.47404 | 0.47404 | 0.47404 | 0.47404 | 0.47404 | 0.47404 | 0.47404 | 0.47404 | 0.47404 | 0.47404 | 0.47404 | 0.47404 | 0.47404 | 0.47404 | 0.47404
Reference | 20_USA | POW_WindOff_PP | WW0408 |  |  | 0.65017 | 0.65017 | 0.65017 | 0.65017 | 0.65017 | 0.65017 | 0.65017 | 0.65017 | 0.65017 | 0.65017 | 0.65017 | 0.65017 | 0.65017 | 0.65017 | 0.65017 | 0.65017 | 0.65017 | 0.65017 | 0.65017 | 0.65017 | 0.65017 | 0.65017 | 0.65017 | 0.65017 | 0.65017 | 0.65017 | 0.65017 | 0.65017 | 0.65017 | 0.65017 | 0.65017 | 0.65017 | 0.65017 | 0.65017 | 0.65017 | 0.65017 | 0.65017 | 0.65017 | 0.65017 | 0.65017 | 0.65017 | 0.65017 | 0.65017 | 0.65017 | 0.65017 | 0.65017 | 0.65017 | 0.65017 | 0.65017 | 0.65017 | 0.65017 | 0.65017 | 0.65017 | 0.65017
Reference | 20_USA | POW_WindOff_PP | WW0812 |  |  | 0.67181 | 0.67181 | 0.67181 | 0.67181 | 0.67181 | 0.67181 | 0.67181 | 0.67181 | 0.67181 | 0.67181 | 0.67181 | 0.67181 | 0.67181 | 0.67181 | 0.67181 | 0.67181 | 0.67181 | 0.67181 | 0.67181 | 0.67181 | 0.67181 | 0.67181 | 0.67181 | 0.67181 | 0.67181 | 0.67181 | 0.67181 | 0.67181 | 0.67181 | 0.67181 | 0.67181 | 0.67181 | 0.67181 | 0.67181 | 0.67181 | 0.67181 | 0.67181 | 0.67181 | 0.67181 | 0.67181 | 0.67181 | 0.67181 | 0.67181 | 0.67181 | 0.67181 | 0.67181 | 0.67181 | 0.67181 | 0.67181 | 0.67181 | 0.67181 | 0.67181 | 0.67181 | 0.67181
Reference | 20_USA | POW_WindOff_PP | WW1216 |  |  | 0.6401 | 0.6401 | 0.6401 | 0.6401 | 0.6401 | 0.6401 | 0.6401 | 0.6401 | 0.6401 | 0.6401 | 0.6401 | 0.6401 | 0.6401 | 0.6401 | 0.6401 | 0.6401 | 0.6401 | 0.6401 | 0.6401 | 0.6401 | 0.6401 | 0.6401 | 0.6401 | 0.6401 | 0.6401 | 0.6401 | 0.6401 | 0.6401 | 0.6401 | 0.6401 | 0.6401 | 0.6401 | 0.6401 | 0.6401 | 0.6401 | 0.6401 | 0.6401 | 0.6401 | 0.6401 | 0.6401 | 0.6401 | 0.6401 | 0.6401 | 0.6401 | 0.6401 | 0.6401 | 0.6401 | 0.6401 | 0.6401 | 0.6401 | 0.6401 | 0.6401 | 0.6401 | 0.6401
Reference | 20_USA | POW_WindOff_PP | WW1620 |  |  | 0.34705 | 0.34705 | 0.34705 | 0.34705 | 0.34705 | 0.34705 | 0.34705 | 0.34705 | 0.34705 | 0.34705 | 0.34705 | 0.34705 | 0.34705 | 0.34705 | 0.34705 | 0.34705 | 0.34705 | 0.34705 | 0.34705 | 0.34705 | 0.34705 | 0.34705 | 0.34705 | 0.34705 | 0.34705 | 0.34705 | 0.34705 | 0.34705 | 0.34705 | 0.34705 | 0.34705 | 0.34705 | 0.34705 | 0.34705 | 0.34705 | 0.34705 | 0.34705 | 0.34705 | 0.34705 | 0.34705 | 0.34705 | 0.34705 | 0.34705 | 0.34705 | 0.34705 | 0.34705 | 0.34705 | 0.34705 | 0.34705 | 0.34705 | 0.34705 | 0.34705 | 0.34705 | 0.34705
Reference | 20_USA | POW_WindOff_PP | WW2024 |  |  | 0.27883 | 0.27883 | 0.27883 | 0.27883 | 0.27883 | 0.27883 | 0.27883 | 0.27883 | 0.27883 | 0.27883 | 0.27883 | 0.27883 | 0.27883 | 0.27883 | 0.27883 | 0.27883 | 0.27883 | 0.27883 | 0.27883 | 0.27883 | 0.27883 | 0.27883 | 0.27883 | 0.27883 | 0.27883 | 0.27883 | 0.27883 | 0.27883 | 0.27883 | 0.27883 | 0.27883 | 0.27883 | 0.27883 | 0.27883 | 0.27883 | 0.27883 | 0.27883 | 0.27883 | 0.27883 | 0.27883 | 0.27883 | 0.27883 | 0.27883 | 0.27883 | 0.27883 | 0.27883 | 0.27883 | 0.27883 | 0.27883 | 0.27883 | 0.27883 | 0.27883 | 0.27883 | 0.27883
Reference | 20_USA | POW_WindOff_PP | WH0004 |  |  | 0.47404 | 0.47404 | 0.47404 | 0.47404 | 0.47404 | 0.47404 | 0.47404 | 0.47404 | 0.47404 | 0.47404 | 0.47404 | 0.47404 | 0.47404 | 0.47404 | 0.47404 | 0.47404 | 0.47404 | 0.47404 | 0.47404 | 0.47404 | 0.47404 | 0.47404 | 0.47404 | 0.47404 | 0.47404 | 0.47404 | 0.47404 | 0.47404 | 0.47404 | 0.47404 | 0.47404 | 0.47404 | 0.47404 | 0.47404 | 0.47404 | 0.47404 | 0.47404 | 0.47404 | 0.47404 | 0.47404 | 0.47404 | 0.47404 | 0.47404 | 0.47404 | 0.47404 | 0.47404 | 0.47404 | 0.47404 | 0.47404 | 0.47404 | 0.47404 | 0.47404 | 0.47404 | 0.47404
Reference | 20_USA | POW_WindOff_PP | WH0408 |  |  | 0.65017 | 0.65017 | 0.65017 | 0.65017 | 0.65017 | 0.65017 | 0.65017 | 0.65017 | 0.65017 | 0.65017 | 0.65017 | 0.65017 | 0.65017 | 0.65017 | 0.65017 | 0.65017 | 0.65017 | 0.65017 | 0.65017 | 0.65017 | 0.65017 | 0.65017 | 0.65017 | 0.65017 | 0.65017 | 0.65017 | 0.65017 | 0.65017 | 0.65017 | 0.65017 | 0.65017 | 0.65017 | 0.65017 | 0.65017 | 0.65017 | 0.65017 | 0.65017 | 0.65017 | 0.65017 | 0.65017 | 0.65017 | 0.65017 | 0.65017 | 0.65017 | 0.65017 | 0.65017 | 0.65017 | 0.65017 | 0.65017 | 0.65017 | 0.65017 | 0.65017 | 0.65017 | 0.65017
Reference | 20_USA | POW_WindOff_PP | WH0812 |  |  | 0.67181 | 0.67181 | 0.67181 | 0.67181 | 0.67181 | 0.67181 | 0.67181 | 0.67181 | 0.67181 | 0.67181 | 0.67181 | 0.67181 | 0.67181 | 0.67181 | 0.67181 | 0.67181 | 0.67181 | 0.67181 | 0.67181 | 0.67181 | 0.67181 | 0.67181 | 0.67181 | 0.67181 | 0.67181 | 0.67181 | 0.67181 | 0.67181 | 0.67181 | 0.67181 | 0.67181 | 0.67181 | 0.67181 | 0.67181 | 0.67181 | 0.67181 | 0.67181 | 0.67181 | 0.67181 | 0.67181 | 0.67181 | 0.67181 | 0.67181 | 0.67181 | 0.67181 | 0.67181 | 0.67181 | 0.67181 | 0.67181 | 0.67181 | 0.67181 | 0.67181 | 0.67181 | 0.67181
Reference | 20_USA | POW_WindOff_PP | WH1216 |  |  | 0.6401 | 0.6401 | 0.6401 | 0.6401 | 0.6401 | 0.6401 | 0.6401 | 0.6401 | 0.6401 | 0.6401 | 0.6401 | 0.6401 | 0.6401 | 0.6401 | 0.6401 | 0.6401 | 0.6401 | 0.6401 | 0.6401 | 0.6401 | 0.6401 | 0.6401 | 0.6401 | 0.6401 | 0.6401 | 0.6401 | 0.6401 | 0.6401 | 0.6401 | 0.6401 | 0.6401 | 0.6401 | 0.6401 | 0.6401 | 0.6401 | 0.6401 | 0.6401 | 0.6401 | 0.6401 | 0.6401 | 0.6401 | 0.6401 | 0.6401 | 0.6401 | 0.6401 | 0.6401 | 0.6401 | 0.6401 | 0.6401 | 0.6401 | 0.6401 | 0.6401 | 0.6401 | 0.6401
Reference | 20_USA | POW_WindOff_PP | WH1620 |  |  | 0.34705 | 0.34705 | 0.34705 | 0.34705 | 0.34705 | 0.34705 | 0.34705 | 0.34705 | 0.34705 | 0.34705 | 0.34705 | 0.34705 | 0.34705 | 0.34705 | 0.34705 | 0.34705 | 0.34705 | 0.34705 | 0.34705 | 0.34705 | 0.34705 | 0.34705 | 0.34705 | 0.34705 | 0.34705 | 0.34705 | 0.34705 | 0.34705 | 0.34705 | 0.34705 | 0.34705 | 0.34705 | 0.34705 | 0.34705 | 0.34705 | 0.34705 | 0.34705 | 0.34705 | 0.34705 | 0.34705 | 0.34705 | 0.34705 | 0.34705 | 0.34705 | 0.34705 | 0.34705 | 0.34705 | 0.34705 | 0.34705 | 0.34705 | 0.34705 | 0.34705 | 0.34705 | 0.34705
Reference | 20_USA | POW_WindOff_PP | WH2024 |  |  | 0.27883 | 0.27883 | 0.27883 | 0.27883 | 0.27883 | 0.27883 | 0.27883 | 0.27883 | 0.27883 | 0.27883 | 0.27883 | 0.27883 | 0.27883 | 0.27883 | 0.27883 | 0.27883 | 0.27883 | 0.27883 | 0.27883 | 0.27883 | 0.27883 | 0.27883 | 0.27883 | 0.27883 | 0.27883 | 0.27883 | 0.27883 | 0.27883 | 0.27883 | 0.27883 | 0.27883 | 0.27883 | 0.27883 | 0.27883 | 0.27883 | 0.27883 | 0.27883 | 0.27883 | 0.27883 | 0.27883 | 0.27883 | 0.27883 | 0.27883 | 0.27883 | 0.27883 | 0.27883 | 0.27883 | 0.27883 | 0.27883 | 0.27883 | 0.27883 | 0.27883 | 0.27883 | 0.27883
Reference | 20_USA | POW_WindOff_PP | IW0004 |  |  | 0.43385 | 0.43385 | 0.43385 | 0.43385 | 0.43385 | 0.43385 | 0.43385 | 0.43385 | 0.43385 | 0.43385 | 0.43385 | 0.43385 | 0.43385 | 0.43385 | 0.43385 | 0.43385 | 0.43385 | 0.43385 | 0.43385 | 0.43385 | 0.43385 | 0.43385 | 0.43385 | 0.43385 | 0.43385 | 0.43385 | 0.43385 | 0.43385 | 0.43385 | 0.43385 | 0.43385 | 0.43385 | 0.43385 | 0.43385 | 0.43385 | 0.43385 | 0.43385 | 0.43385 | 0.43385 | 0.43385 | 0.43385 | 0.43385 | 0.43385 | 0.43385 | 0.43385 | 0.43385 | 0.43385 | 0.43385 | 0.43385 | 0.43385 | 0.43385 | 0.43385 | 0.43385 | 0.43385
Reference | 20_USA | POW_WindOff_PP | IW0408 |  |  | 0.5968 | 0.5968 | 0.5968 | 0.5968 | 0.5968 | 0.5968 | 0.5968 | 0.5968 | 0.5968 | 0.5968 | 0.5968 | 0.5968 | 0.5968 | 0.5968 | 0.5968 | 0.5968 | 0.5968 | 0.5968 | 0.5968 | 0.5968 | 0.5968 | 0.5968 | 0.5968 | 0.5968 | 0.5968 | 0.5968 | 0.5968 | 0.5968 | 0.5968 | 0.5968 | 0.5968 | 0.5968 | 0.5968 | 0.5968 | 0.5968 | 0.5968 | 0.5968 | 0.5968 | 0.5968 | 0.5968 | 0.5968 | 0.5968 | 0.5968 | 0.5968 | 0.5968 | 0.5968 | 0.5968 | 0.5968 | 0.5968 | 0.5968 | 0.5968 | 0.5968 | 0.5968 | 0.5968
Reference | 20_USA | POW_WindOff_PP | IW0812 |  |  | 0.55416 | 0.55416 | 0.55416 | 0.55416 | 0.55416 | 0.55416 | 0.55416 | 0.55416 | 0.55416 | 0.55416 | 0.55416 | 0.55416 | 0.55416 | 0.55416 | 0.55416 | 0.55416 | 0.55416 | 0.55416 | 0.55416 | 0.55416 | 0.55416 | 0.55416 | 0.55416 | 0.55416 | 0.55416 | 0.55416 | 0.55416 | 0.55416 | 0.55416 | 0.55416 | 0.55416 | 0.55416 | 0.55416 | 0.55416 | 0.55416 | 0.55416 | 0.55416 | 0.55416 | 0.55416 | 0.55416 | 0.55416 | 0.55416 | 0.55416 | 0.55416 | 0.55416 | 0.55416 | 0.55416 | 0.55416 | 0.55416 | 0.55416 | 0.55416 | 0.55416 | 0.55416 | 0.55416
Reference | 20_USA | POW_WindOff_PP | IW1216 |  |  | 0.44999 | 0.44999 | 0.44999 | 0.44999 | 0.44999 | 0.44999 | 0.44999 | 0.44999 | 0.44999 | 0.44999 | 0.44999 | 0.44999 | 0.44999 | 0.44999 | 0.44999 | 0.44999 | 0.44999 | 0.44999 | 0.44999 | 0.44999 | 0.44999 | 0.44999 | 0.44999 | 0.44999 | 0.44999 | 0.44999 | 0.44999 | 0.44999 | 0.44999 | 0.44999 | 0.44999 | 0.44999 | 0.44999 | 0.44999 | 0.44999 | 0.44999 | 0.44999 | 0.44999 | 0.44999 | 0.44999 | 0.44999 | 0.44999 | 0.44999 | 0.44999 | 0.44999 | 0.44999 | 0.44999 | 0.44999 | 0.44999 | 0.44999 | 0.44999 | 0.44999 | 0.44999 | 0.44999
Reference | 20_USA | POW_WindOff_PP | IW1620 |  |  | 0.27401 | 0.27401 | 0.27401 | 0.27401 | 0.27401 | 0.27401 | 0.27401 | 0.27401 | 0.27401 | 0.27401 | 0.27401 | 0.27401 | 0.27401 | 0.27401 | 0.27401 | 0.27401 | 0.27401 | 0.27401 | 0.27401 | 0.27401 | 0.27401 | 0.27401 | 0.27401 | 0.27401 | 0.27401 | 0.27401 | 0.27401 | 0.27401 | 0.27401 | 0.27401 | 0.27401 | 0.27401 | 0.27401 | 0.27401 | 0.27401 | 0.27401 | 0.27401 | 0.27401 | 0.27401 | 0.27401 | 0.27401 | 0.27401 | 0.27401 | 0.27401 | 0.27401 | 0.27401 | 0.27401 | 0.27401 | 0.27401 | 0.27401 | 0.27401 | 0.27401 | 0.27401 | 0.27401
Reference | 20_USA | POW_WindOff_PP | IW2024 |  |  | 0.23859 | 0.23859 | 0.23859 | 0.23859 | 0.23859 | 0.23859 | 0.23859 | 0.23859 | 0.23859 | 0.23859 | 0.23859 | 0.23859 | 0.23859 | 0.23859 | 0.23859 | 0.23859 | 0.23859 | 0.23859 | 0.23859 | 0.23859 | 0.23859 | 0.23859 | 0.23859 | 0.23859 | 0.23859 | 0.23859 | 0.23859 | 0.23859 | 0.23859 | 0.23859 | 0.23859 | 0.23859 | 0.23859 | 0.23859 | 0.23859 | 0.23859 | 0.23859 | 0.23859 | 0.23859 | 0.23859 | 0.23859 | 0.23859 | 0.23859 | 0.23859 | 0.23859 | 0.23859 | 0.23859 | 0.23859 | 0.23859 | 0.23859 | 0.23859 | 0.23859 | 0.23859 | 0.23859
Reference | 20_USA | POW_WindOff_PP | IH0004 |  |  | 0.43385 | 0.43385 | 0.43385 | 0.43385 | 0.43385 | 0.43385 | 0.43385 | 0.43385 | 0.43385 | 0.43385 | 0.43385 | 0.43385 | 0.43385 | 0.43385 | 0.43385 | 0.43385 | 0.43385 | 0.43385 | 0.43385 | 0.43385 | 0.43385 | 0.43385 | 0.43385 | 0.43385 | 0.43385 | 0.43385 | 0.43385 | 0.43385 | 0.43385 | 0.43385 | 0.43385 | 0.43385 | 0.43385 | 0.43385 | 0.43385 | 0.43385 | 0.43385 | 0.43385 | 0.43385 | 0.43385 | 0.43385 | 0.43385 | 0.43385 | 0.43385 | 0.43385 | 0.43385 | 0.43385 | 0.43385 | 0.43385 | 0.43385 | 0.43385 | 0.43385 | 0.43385 | 0.43385
Reference | 20_USA | POW_WindOff_PP | IH0408 |  |  | 0.5968 | 0.5968 | 0.5968 | 0.5968 | 0.5968 | 0.5968 | 0.5968 | 0.5968 | 0.5968 | 0.5968 | 0.5968 | 0.5968 | 0.5968 | 0.5968 | 0.5968 | 0.5968 | 0.5968 | 0.5968 | 0.5968 | 0.5968 | 0.5968 | 0.5968 | 0.5968 | 0.5968 | 0.5968 | 0.5968 | 0.5968 | 0.5968 | 0.5968 | 0.5968 | 0.5968 | 0.5968 | 0.5968 | 0.5968 | 0.5968 | 0.5968 | 0.5968 | 0.5968 | 0.5968 | 0.5968 | 0.5968 | 0.5968 | 0.5968 | 0.5968 | 0.5968 | 0.5968 | 0.5968 | 0.5968 | 0.5968 | 0.5968 | 0.5968 | 0.5968 | 0.5968 | 0.5968
Reference | 20_USA | POW_WindOff_PP | IH0812 |  |  | 0.55416 | 0.55416 | 0.55416 | 0.55416 | 0.55416 | 0.55416 | 0.55416 | 0.55416 | 0.55416 | 0.55416 | 0.55416 | 0.55416 | 0.55416 | 0.55416 | 0.55416 | 0.55416 | 0.55416 | 0.55416 | 0.55416 | 0.55416 | 0.55416 | 0.55416 | 0.55416 | 0.55416 | 0.55416 | 0.55416 | 0.55416 | 0.55416 | 0.55416 | 0.55416 | 0.55416 | 0.55416 | 0.55416 | 0.55416 | 0.55416 | 0.55416 | 0.55416 | 0.55416 | 0.55416 | 0.55416 | 0.55416 | 0.55416 | 0.55416 | 0.55416 | 0.55416 | 0.55416 | 0.55416 | 0.55416 | 0.55416 | 0.55416 | 0.55416 | 0.55416 | 0.55416 | 0.55416
Reference | 20_USA | POW_WindOff_PP | IH1216 |  |  | 0.44999 | 0.44999 | 0.44999 | 0.44999 | 0.44999 | 0.44999 | 0.44999 | 0.44999 | 0.44999 | 0.44999 | 0.44999 | 0.44999 | 0.44999 | 0.44999 | 0.44999 | 0.44999 | 0.44999 | 0.44999 | 0.44999 | 0.44999 | 0.44999 | 0.44999 | 0.44999 | 0.44999 | 0.44999 | 0.44999 | 0.44999 | 0.44999 | 0.44999 | 0.44999 | 0.44999 | 0.44999 | 0.44999 | 0.44999 | 0.44999 | 0.44999 | 0.44999 | 0.44999 | 0.44999 | 0.44999 | 0.44999 | 0.44999 | 0.44999 | 0.44999 | 0.44999 | 0.44999 | 0.44999 | 0.44999 | 0.44999 | 0.44999 | 0.44999 | 0.44999 | 0.44999 | 0.44999
Reference | 20_USA | POW_WindOff_PP | IH1620 |  |  | 0.27401 | 0.27401 | 0.27401 | 0.27401 | 0.27401 | 0.27401 | 0.27401 | 0.27401 | 0.27401 | 0.27401 | 0.27401 | 0.27401 | 0.27401 | 0.27401 | 0.27401 | 0.27401 | 0.27401 | 0.27401 | 0.27401 | 0.27401 | 0.27401 | 0.27401 | 0.27401 | 0.27401 | 0.27401 | 0.27401 | 0.27401 | 0.27401 | 0.27401 | 0.27401 | 0.27401 | 0.27401 | 0.27401 | 0.27401 | 0.27401 | 0.27401 | 0.27401 | 0.27401 | 0.27401 | 0.27401 | 0.27401 | 0.27401 | 0.27401 | 0.27401 | 0.27401 | 0.27401 | 0.27401 | 0.27401 | 0.27401 | 0.27401 | 0.27401 | 0.27401 | 0.27401 | 0.27401
Reference | 20_USA | POW_WindOff_PP | IH2024 |  |  | 0.23859 | 0.23859 | 0.23859 | 0.23859 | 0.23859 | 0.23859 | 0.23859 | 0.23859 | 0.23859 | 0.23859 | 0.23859 | 0.23859 | 0.23859 | 0.23859 | 0.23859 | 0.23859 | 0.23859 | 0.23859 | 0.23859 | 0.23859 | 0.23859 | 0.23859 | 0.23859 | 0.23859 | 0.23859 | 0.23859 | 0.23859 | 0.23859 | 0.23859 | 0.23859 | 0.23859 | 0.23859 | 0.23859 | 0.23859 | 0.23859 | 0.23859 | 0.23859 | 0.23859 | 0.23859 | 0.23859 | 0.23859 | 0.23859 | 0.23859 | 0.23859 | 0.23859 | 0.23859 | 0.23859 | 0.23859 | 0.23859 | 0.23859 | 0.23859 | 0.23859 | 0.23859 | 0.23859
Reference | 20_USA | POW_WindOff_PP | SW0004 |  |  | 0.37131 | 0.37131 | 0.37131 | 0.37131 | 0.37131 | 0.37131 | 0.37131 | 0.37131 | 0.37131 | 0.37131 | 0.37131 | 0.37131 | 0.37131 | 0.37131 | 0.37131 | 0.37131 | 0.37131 | 0.37131 | 0.37131 | 0.37131 | 0.37131 | 0.37131 | 0.37131 | 0.37131 | 0.37131 | 0.37131 | 0.37131 | 0.37131 | 0.37131 | 0.37131 | 0.37131 | 0.37131 | 0.37131 | 0.37131 | 0.37131 | 0.37131 | 0.37131 | 0.37131 | 0.37131 | 0.37131 | 0.37131 | 0.37131 | 0.37131 | 0.37131 | 0.37131 | 0.37131 | 0.37131 | 0.37131 | 0.37131 | 0.37131 | 0.37131 | 0.37131 | 0.37131 | 0.37131
Reference | 20_USA | POW_WindOff_PP | SW0408 |  |  | 0.49863 | 0.49863 | 0.49863 | 0.49863 | 0.49863 | 0.49863 | 0.49863 | 0.49863 | 0.49863 | 0.49863 | 0.49863 | 0.49863 | 0.49863 | 0.49863 | 0.49863 | 0.49863 | 0.49863 | 0.49863 | 0.49863 | 0.49863 | 0.49863 | 0.49863 | 0.49863 | 0.49863 | 0.49863 | 0.49863 | 0.49863 | 0.49863 | 0.49863 | 0.49863 | 0.49863 | 0.49863 | 0.49863 | 0.49863 | 0.49863 | 0.49863 | 0.49863 | 0.49863 | 0.49863 | 0.49863 | 0.49863 | 0.49863 | 0.49863 | 0.49863 | 0.49863 | 0.49863 | 0.49863 | 0.49863 | 0.49863 | 0.49863 | 0.49863 | 0.49863 | 0.49863 | 0.49863
Reference | 20_USA | POW_WindOff_PP | SW0812 |  |  | 0.43877 | 0.43877 | 0.43877 | 0.43877 | 0.43877 | 0.43877 | 0.43877 | 0.43877 | 0.43877 | 0.43877 | 0.43877 | 0.43877 | 0.43877 | 0.43877 | 0.43877 | 0.43877 | 0.43877 | 0.43877 | 0.43877 | 0.43877 | 0.43877 | 0.43877 | 0.43877 | 0.43877 | 0.43877 | 0.43877 | 0.43877 | 0.43877 | 0.43877 | 0.43877 | 0.43877 | 0.43877 | 0.43877 | 0.43877 | 0.43877 | 0.43877 | 0.43877 | 0.43877 | 0.43877 | 0.43877 | 0.43877 | 0.43877 | 0.43877 | 0.43877 | 0.43877 | 0.43877 | 0.43877 | 0.43877 | 0.43877 | 0.43877 | 0.43877 | 0.43877 | 0.43877 | 0.43877
Reference | 20_USA | POW_WindOff_PP | SW1216 |  |  | 0.23681 | 0.23681 | 0.23681 | 0.23681 | 0.23681 | 0.23681 | 0.23681 | 0.23681 | 0.23681 | 0.23681 | 0.23681 | 0.23681 | 0.23681 | 0.23681 | 0.23681 | 0.23681 | 0.23681 | 0.23681 | 0.23681 | 0.23681 | 0.23681 | 0.23681 | 0.23681 | 0.23681 | 0.23681 | 0.23681 | 0.23681 | 0.23681 | 0.23681 | 0.23681 | 0.23681 | 0.23681 | 0.23681 | 0.23681 | 0.23681 | 0.23681 | 0.23681 | 0.23681 | 0.23681 | 0.23681 | 0.23681 | 0.23681 | 0.23681 | 0.23681 | 0.23681 | 0.23681 | 0.23681 | 0.23681 | 0.23681 | 0.23681 | 0.23681 | 0.23681 | 0.23681 | 0.23681
Reference | 20_USA | POW_WindOff_PP | SW1620 |  |  | 0.12581 | 0.12581 | 0.12581 | 0.12581 | 0.12581 | 0.12581 | 0.12581 | 0.12581 | 0.12581 | 0.12581 | 0.12581 | 0.12581 | 0.12581 | 0.12581 | 0.12581 | 0.12581 | 0.12581 | 0.12581 | 0.12581 | 0.12581 | 0.12581 | 0.12581 | 0.12581 | 0.12581 | 0.12581 | 0.12581 | 0.12581 | 0.12581 | 0.12581 | 0.12581 | 0.12581 | 0.12581 | 0.12581 | 0.12581 | 0.12581 | 0.12581 | 0.12581 | 0.12581 | 0.12581 | 0.12581 | 0.12581 | 0.12581 | 0.12581 | 0.12581 | 0.12581 | 0.12581 | 0.12581 | 0.12581 | 0.12581 | 0.12581 | 0.12581 | 0.12581 | 0.12581 | 0.12581
Reference | 20_USA | POW_WindOff_PP | SW2024 |  |  | 0.1366 | 0.1366 | 0.1366 | 0.1366 | 0.1366 | 0.1366 | 0.1366 | 0.1366 | 0.1366 | 0.1366 | 0.1366 | 0.1366 | 0.1366 | 0.1366 | 0.1366 | 0.1366 | 0.1366 | 0.1366 | 0.1366 | 0.1366 | 0.1366 | 0.1366 | 0.1366 | 0.1366 | 0.1366 | 0.1366 | 0.1366 | 0.1366 | 0.1366 | 0.1366 | 0.1366 | 0.1366 | 0.1366 | 0.1366 | 0.1366 | 0.1366 | 0.1366 | 0.1366 | 0.1366 | 0.1366 | 0.1366 | 0.1366 | 0.1366 | 0.1366 | 0.1366 | 0.1366 | 0.1366 | 0.1366 | 0.1366 | 0.1366 | 0.1366 | 0.1366 | 0.1366 | 0.1366
Reference | 20_USA | POW_WindOff_PP | SH0004 |  |  | 0.37131 | 0.37131 | 0.37131 | 0.37131 | 0.37131 | 0.37131 | 0.37131 | 0.37131 | 0.37131 | 0.37131 | 0.37131 | 0.37131 | 0.37131 | 0.37131 | 0.37131 | 0.37131 | 0.37131 | 0.37131 | 0.37131 | 0.37131 | 0.37131 | 0.37131 | 0.37131 | 0.37131 | 0.37131 | 0.37131 | 0.37131 | 0.37131 | 0.37131 | 0.37131 | 0.37131 | 0.37131 | 0.37131 | 0.37131 | 0.37131 | 0.37131 | 0.37131 | 0.37131 | 0.37131 | 0.37131 | 0.37131 | 0.37131 | 0.37131 | 0.37131 | 0.37131 | 0.37131 | 0.37131 | 0.37131 | 0.37131 | 0.37131 | 0.37131 | 0.37131 | 0.37131 | 0.37131
Reference | 20_USA | POW_WindOff_PP | SH0408 |  |  | 0.49863 | 0.49863 | 0.49863 | 0.49863 | 0.49863 | 0.49863 | 0.49863 | 0.49863 | 0.49863 | 0.49863 | 0.49863 | 0.49863 | 0.49863 | 0.49863 | 0.49863 | 0.49863 | 0.49863 | 0.49863 | 0.49863 | 0.49863 | 0.49863 | 0.49863 | 0.49863 | 0.49863 | 0.49863 | 0.49863 | 0.49863 | 0.49863 | 0.49863 | 0.49863 | 0.49863 | 0.49863 | 0.49863 | 0.49863 | 0.49863 | 0.49863 | 0.49863 | 0.49863 | 0.49863 | 0.49863 | 0.49863 | 0.49863 | 0.49863 | 0.49863 | 0.49863 | 0.49863 | 0.49863 | 0.49863 | 0.49863 | 0.49863 | 0.49863 | 0.49863 | 0.49863 | 0.49863
Reference | 20_USA | POW_WindOff_PP | SH0812 |  |  | 0.43877 | 0.43877 | 0.43877 | 0.43877 | 0.43877 | 0.43877 | 0.43877 | 0.43877 | 0.43877 | 0.43877 | 0.43877 | 0.43877 | 0.43877 | 0.43877 | 0.43877 | 0.43877 | 0.43877 | 0.43877 | 0.43877 | 0.43877 | 0.43877 | 0.43877 | 0.43877 | 0.43877 | 0.43877 | 0.43877 | 0.43877 | 0.43877 | 0.43877 | 0.43877 | 0.43877 | 0.43877 | 0.43877 | 0.43877 | 0.43877 | 0.43877 | 0.43877 | 0.43877 | 0.43877 | 0.43877 | 0.43877 | 0.43877 | 0.43877 | 0.43877 | 0.43877 | 0.43877 | 0.43877 | 0.43877 | 0.43877 | 0.43877 | 0.43877 | 0.43877 | 0.43877 | 0.43877
Reference | 20_USA | POW_WindOff_PP | SH1216 |  |  | 0.23681 | 0.23681 | 0.23681 | 0.23681 | 0.23681 | 0.23681 | 0.23681 | 0.23681 | 0.23681 | 0.23681 | 0.23681 | 0.23681 | 0.23681 | 0.23681 | 0.23681 | 0.23681 | 0.23681 | 0.23681 | 0.23681 | 0.23681 | 0.23681 | 0.23681 | 0.23681 | 0.23681 | 0.23681 | 0.23681 | 0.23681 | 0.23681 | 0.23681 | 0.23681 | 0.23681 | 0.23681 | 0.23681 | 0.23681 | 0.23681 | 0.23681 | 0.23681 | 0.23681 | 0.23681 | 0.23681 | 0.23681 | 0.23681 | 0.23681 | 0.23681 | 0.23681 | 0.23681 | 0.23681 | 0.23681 | 0.23681 | 0.23681 | 0.23681 | 0.23681 | 0.23681 | 0.23681
Reference | 20_USA | POW_WindOff_PP | SH1620 |  |  | 0.12581 | 0.12581 | 0.12581 | 0.12581 | 0.12581 | 0.12581 | 0.12581 | 0.12581 | 0.12581 | 0.12581 | 0.12581 | 0.12581 | 0.12581 | 0.12581 | 0.12581 | 0.12581 | 0.12581 | 0.12581 | 0.12581 | 0.12581 | 0.12581 | 0.12581 | 0.12581 | 0.12581 | 0.12581 | 0.12581 | 0.12581 | 0.12581 | 0.12581 | 0.12581 | 0.12581 | 0.12581 | 0.12581 | 0.12581 | 0.12581 | 0.12581 | 0.12581 | 0.12581 | 0.12581 | 0.12581 | 0.12581 | 0.12581 | 0.12581 | 0.12581 | 0.12581 | 0.12581 | 0.12581 | 0.12581 | 0.12581 | 0.12581 | 0.12581 | 0.12581 | 0.12581 | 0.12581
Reference | 20_USA | POW_WindOff_PP | SH2024 |  |  | 0.1366 | 0.1366 | 0.1366 | 0.1366 | 0.1366 | 0.1366 | 0.1366 | 0.1366 | 0.1366 | 0.1366 | 0.1366 | 0.1366 | 0.1366 | 0.1366 | 0.1366 | 0.1366 | 0.1366 | 0.1366 | 0.1366 | 0.1366 | 0.1366 | 0.1366 | 0.1366 | 0.1366 | 0.1366 | 0.1366 | 0.1366 | 0.1366 | 0.1366 | 0.1366 | 0.1366 | 0.1366 | 0.1366 | 0.1366 | 0.1366 | 0.1366 | 0.1366 | 0.1366 | 0.1366 | 0.1366 | 0.1366 | 0.1366 | 0.1366 | 0.1366 | 0.1366 | 0.1366 | 0.1366 | 0.1366 | 0.1366 | 0.1366 | 0.1366 | 0.1366 | 0.1366 | 0.1366
Reference | 20_USA | POW_TBATT | WW0004 |  |  | 0.9 | 0.9 | 0.9 | 0.9 | 0.9 | 0.9 | 0.9 | 0.9 | 0.9 | 0.9 | 0.9 | 0.9 | 0.9 | 0.9 | 0.9 | 0.9 | 0.9 | 0.9 | 0.9 | 0.9 | 0.9 | 0.9 | 0.9 | 0.9 | 0.9 | 0.9 | 0.9 | 0.9 | 0.9 | 0.9 | 0.9 | 0.9 | 0.9 | 0.9 | 0.9 | 0.9 | 0.9 | 0.9 | 0.9 | 0.9 | 0.9 | 0.9 | 0.9 | 0.9 | 0.9 | 0.9 | 0.9 | 0.9 | 0.9 | 0.9 | 0.9 | 0.9 | 0.9 | 0.9
Reference | 20_USA | POW_TBATT | WW0408 |  |  | 0.9 | 0.9 | 0.9 | 0.9 | 0.9 | 0.9 | 0.9 | 0.9 | 0.9 | 0.9 | 0.9 | 0.9 | 0.9 | 0.9 | 0.9 | 0.9 | 0.9 | 0.9 | 0.9 | 0.9 | 0.9 | 0.9 | 0.9 | 0.9 | 0.9 | 0.9 | 0.9 | 0.9 | 0.9 | 0.9 | 0.9 | 0.9 | 0.9 | 0.9 | 0.9 | 0.9 | 0.9 | 0.9 | 0.9 | 0.9 | 0.9 | 0.9 | 0.9 | 0.9 | 0.9 | 0.9 | 0.9 | 0.9 | 0.9 | 0.9 | 0.9 | 0.9 | 0.9 | 0.9
Reference | 20_USA | POW_TBATT | WW0812 |  |  | 0.9 | 0.9 | 0.9 | 0.9 | 0.9 | 0.9 | 0.9 | 0.9 | 0.9 | 0.9 | 0.9 | 0.9 | 0.9 | 0.9 | 0.9 | 0.9 | 0.9 | 0.9 | 0.9 | 0.9 | 0.9 | 0.9 | 0.9 | 0.9 | 0.9 | 0.9 | 0.9 | 0.9 | 0.9 | 0.9 | 0.9 | 0.9 | 0.9 | 0.9 | 0.9 | 0.9 | 0.9 | 0.9 | 0.9 | 0.9 | 0.9 | 0.9 | 0.9 | 0.9 | 0.9 | 0.9 | 0.9 | 0.9 | 0.9 | 0.9 | 0.9 | 0.9 | 0.9 | 0.9
Reference | 20_USA | POW_TBATT | WW1216 |  |  | 0.9 | 0.9 | 0.9 | 0.9 | 0.9 | 0.9 | 0.9 | 0.9 | 0.9 | 0.9 | 0.9 | 0.9 | 0.9 | 0.9 | 0.9 | 0.9 | 0.9 | 0.9 | 0.9 | 0.9 | 0.9 | 0.9 | 0.9 | 0.9 | 0.9 | 0.9 | 0.9 | 0.9 | 0.9 | 0.9 | 0.9 | 0.9 | 0.9 | 0.9 | 0.9 | 0.9 | 0.9 | 0.9 | 0.9 | 0.9 | 0.9 | 0.9 | 0.9 | 0.9 | 0.9 | 0.9 | 0.9 | 0.9 | 0.9 | 0.9 | 0.9 | 0.9 | 0.9 | 0.9
Reference | 20_USA | POW_TBATT | WW1620 |  |  | 0.9 | 0.9 | 0.9 | 0.9 | 0.9 | 0.9 | 0.9 | 0.9 | 0.9 | 0.9 | 0.9 | 0.9 | 0.9 | 0.9 | 0.9 | 0.9 | 0.9 | 0.9 | 0.9 | 0.9 | 0.9 | 0.9 | 0.9 | 0.9 | 0.9 | 0.9 | 0.9 | 0.9 | 0.9 | 0.9 | 0.9 | 0.9 | 0.9 | 0.9 | 0.9 | 0.9 | 0.9 | 0.9 | 0.9 | 0.9 | 0.9 | 0.9 | 0.9 | 0.9 | 0.9 | 0.9 | 0.9 | 0.9 | 0.9 | 0.9 | 0.9 | 0.9 | 0.9 | 0.9
Reference | 20_USA | POW_TBATT | WW2024 |  |  | 0.9 | 0.9 | 0.9 | 0.9 | 0.9 | 0.9 | 0.9 | 0.9 | 0.9 | 0.9 | 0.9 | 0.9 | 0.9 | 0.9 | 0.9 | 0.9 | 0.9 | 0.9 | 0.9 | 0.9 | 0.9 | 0.9 | 0.9 | 0.9 | 0.9 | 0.9 | 0.9 | 0.9 | 0.9 | 0.9 | 0.9 | 0.9 | 0.9 | 0.9 | 0.9 | 0.9 | 0.9 | 0.9 | 0.9 | 0.9 | 0.9 | 0.9 | 0.9 | 0.9 | 0.9 | 0.9 | 0.9 | 0.9 | 0.9 | 0.9 | 0.9 | 0.9 | 0.9 | 0.9
Reference | 20_USA | POW_TBATT | WH0004 |  |  | 0.9 | 0.9 | 0.9 | 0.9 | 0.9 | 0.9 | 0.9 | 0.9 | 0.9 | 0.9 | 0.9 | 0.9 | 0.9 | 0.9 | 0.9 | 0.9 | 0.9 | 0.9 | 0.9 | 0.9 | 0.9 | 0.9 | 0.9 | 0.9 | 0.9 | 0.9 | 0.9 | 0.9 | 0.9 | 0.9 | 0.9 | 0.9 | 0.9 | 0.9 | 0.9 | 0.9 | 0.9 | 0.9 | 0.9 | 0.9 | 0.9 | 0.9 | 0.9 | 0.9 | 0.9 | 0.9 | 0.9 | 0.9 | 0.9 | 0.9 | 0.9 | 0.9 | 0.9 | 0.9
Reference | 20_USA | POW_TBATT | WH0408 |  |  | 0.9 | 0.9 | 0.9 | 0.9 | 0.9 | 0.9 | 0.9 | 0.9 | 0.9 | 0.9 | 0.9 | 0.9 | 0.9 | 0.9 | 0.9 | 0.9 | 0.9 | 0.9 | 0.9 | 0.9 | 0.9 | 0.9 | 0.9 | 0.9 | 0.9 | 0.9 | 0.9 | 0.9 | 0.9 | 0.9 | 0.9 | 0.9 | 0.9 | 0.9 | 0.9 | 0.9 | 0.9 | 0.9 | 0.9 | 0.9 | 0.9 | 0.9 | 0.9 | 0.9 | 0.9 | 0.9 | 0.9 | 0.9 | 0.9 | 0.9 | 0.9 | 0.9 | 0.9 | 0.9
Reference | 20_USA | POW_TBATT | WH0812 |  |  | 0.9 | 0.9 | 0.9 | 0.9 | 0.9 | 0.9 | 0.9 | 0.9 | 0.9 | 0.9 | 0.9 | 0.9 | 0.9 | 0.9 | 0.9 | 0.9 | 0.9 | 0.9 | 0.9 | 0.9 | 0.9 | 0.9 | 0.9 | 0.9 | 0.9 | 0.9 | 0.9 | 0.9 | 0.9 | 0.9 | 0.9 | 0.9 | 0.9 | 0.9 | 0.9 | 0.9 | 0.9 | 0.9 | 0.9 | 0.9 | 0.9 | 0.9 | 0.9 | 0.9 | 0.9 | 0.9 | 0.9 | 0.9 | 0.9 | 0.9 | 0.9 | 0.9 | 0.9 | 0.9
Reference | 20_USA | POW_TBATT | WH1216 |  |  | 0.9 | 0.9 | 0.9 | 0.9 | 0.9 | 0.9 | 0.9 | 0.9 | 0.9 | 0.9 | 0.9 | 0.9 | 0.9 | 0.9 | 0.9 | 0.9 | 0.9 | 0.9 | 0.9 | 0.9 | 0.9 | 0.9 | 0.9 | 0.9 | 0.9 | 0.9 | 0.9 | 0.9 | 0.9 | 0.9 | 0.9 | 0.9 | 0.9 | 0.9 | 0.9 | 0.9 | 0.9 | 0.9 | 0.9 | 0.9 | 0.9 | 0.9 | 0.9 | 0.9 | 0.9 | 0.9 | 0.9 | 0.9 | 0.9 | 0.9 | 0.9 | 0.9 | 0.9 | 0.9
Reference | 20_USA | POW_TBATT | WH1620 |  |  | 0.9 | 0.9 | 0.9 | 0.9 | 0.9 | 0.9 | 0.9 | 0.9 | 0.9 | 0.9 | 0.9 | 0.9 | 0.9 | 0.9 | 0.9 | 0.9 | 0.9 | 0.9 | 0.9 | 0.9 | 0.9 | 0.9 | 0.9 | 0.9 | 0.9 | 0.9 | 0.9 | 0.9 | 0.9 | 0.9 | 0.9 | 0.9 | 0.9 | 0.9 | 0.9 | 0.9 | 0.9 | 0.9 | 0.9 | 0.9 | 0.9 | 0.9 | 0.9 | 0.9 | 0.9 | 0.9 | 0.9 | 0.9 | 0.9 | 0.9 | 0.9 | 0.9 | 0.9 | 0.9
Reference | 20_USA | POW_TBATT | WH2024 |  |  | 0.9 | 0.9 | 0.9 | 0.9 | 0.9 | 0.9 | 0.9 | 0.9 | 0.9 | 0.9 | 0.9 | 0.9 | 0.9 | 0.9 | 0.9 | 0.9 | 0.9 | 0.9 | 0.9 | 0.9 | 0.9 | 0.9 | 0.9 | 0.9 | 0.9 | 0.9 | 0.9 | 0.9 | 0.9 | 0.9 | 0.9 | 0.9 | 0.9 | 0.9 | 0.9 | 0.9 | 0.9 | 0.9 | 0.9 | 0.9 | 0.9 | 0.9 | 0.9 | 0.9 | 0.9 | 0.9 | 0.9 | 0.9 | 0.9 | 0.9 | 0.9 | 0.9 | 0.9 | 0.9
Reference | 20_USA | POW_TBATT | IW0004 |  |  | 0.9 | 0.9 | 0.9 | 0.9 | 0.9 | 0.9 | 0.9 | 0.9 | 0.9 | 0.9 | 0.9 | 0.9 | 0.9 | 0.9 | 0.9 | 0.9 | 0.9 | 0.9 | 0.9 | 0.9 | 0.9 | 0.9 | 0.9 | 0.9 | 0.9 | 0.9 | 0.9 | 0.9 | 0.9 | 0.9 | 0.9 | 0.9 | 0.9 | 0.9 | 0.9 | 0.9 | 0.9 | 0.9 | 0.9 | 0.9 | 0.9 | 0.9 | 0.9 | 0.9 | 0.9 | 0.9 | 0.9 | 0.9 | 0.9 | 0.9 | 0.9 | 0.9 | 0.9 | 0.9
Reference | 20_USA | POW_TBATT | IW0408 |  |  | 0.9 | 0.9 | 0.9 | 0.9 | 0.9 | 0.9 | 0.9 | 0.9 | 0.9 | 0.9 | 0.9 | 0.9 | 0.9 | 0.9 | 0.9 | 0.9 | 0.9 | 0.9 | 0.9 | 0.9 | 0.9 | 0.9 | 0.9 | 0.9 | 0.9 | 0.9 | 0.9 | 0.9 | 0.9 | 0.9 | 0.9 | 0.9 | 0.9 | 0.9 | 0.9 | 0.9 | 0.9 | 0.9 | 0.9 | 0.9 | 0.9 | 0.9 | 0.9 | 0.9 | 0.9 | 0.9 | 0.9 | 0.9 | 0.9 | 0.9 | 0.9 | 0.9 | 0.9 | 0.9
Reference | 20_USA | POW_TBATT | IW0812 |  |  | 0.9 | 0.9 | 0.9 | 0.9 | 0.9 | 0.9 | 0.9 | 0.9 | 0.9 | 0.9 | 0.9 | 0.9 | 0.9 | 0.9 | 0.9 | 0.9 | 0.9 | 0.9 | 0.9 | 0.9 | 0.9 | 0.9 | 0.9 | 0.9 | 0.9 | 0.9 | 0.9 | 0.9 | 0.9 | 0.9 | 0.9 | 0.9 | 0.9 | 0.9 | 0.9 | 0.9 | 0.9 | 0.9 | 0.9 | 0.9 | 0.9 | 0.9 | 0.9 | 0.9 | 0.9 | 0.9 | 0.9 | 0.9 | 0.9 | 0.9 | 0.9 | 0.9 | 0.9 | 0.9
Reference | 20_USA | POW_TBATT | IW1216 |  |  | 0.9 | 0.9 | 0.9 | 0.9 | 0.9 | 0.9 | 0.9 | 0.9 | 0.9 | 0.9 | 0.9 | 0.9 | 0.9 | 0.9 | 0.9 | 0.9 | 0.9 | 0.9 | 0.9 | 0.9 | 0.9 | 0.9 | 0.9 | 0.9 | 0.9 | 0.9 | 0.9 | 0.9 | 0.9 | 0.9 | 0.9 | 0.9 | 0.9 | 0.9 | 0.9 | 0.9 | 0.9 | 0.9 | 0.9 | 0.9 | 0.9 | 0.9 | 0.9 | 0.9 | 0.9 | 0.9 | 0.9 | 0.9 | 0.9 | 0.9 | 0.9 | 0.9 | 0.9 | 0.9
Reference | 20_USA | POW_TBATT | IW1620 |  |  | 0.9 | 0.9 | 0.9 | 0.9 | 0.9 | 0.9 | 0.9 | 0.9 | 0.9 | 0.9 | 0.9 | 0.9 | 0.9 | 0.9 | 0.9 | 0.9 | 0.9 | 0.9 | 0.9 | 0.9 | 0.9 | 0.9 | 0.9 | 0.9 | 0.9 | 0.9 | 0.9 | 0.9 | 0.9 | 0.9 | 0.9 | 0.9 | 0.9 | 0.9 | 0.9 | 0.9 | 0.9 | 0.9 | 0.9 | 0.9 | 0.9 | 0.9 | 0.9 | 0.9 | 0.9 | 0.9 | 0.9 | 0.9 | 0.9 | 0.9 | 0.9 | 0.9 | 0.9 | 0.9
Reference | 20_USA | POW_TBATT | IW2024 |  |  | 0.9 | 0.9 | 0.9 | 0.9 | 0.9 | 0.9 | 0.9 | 0.9 | 0.9 | 0.9 | 0.9 | 0.9 | 0.9 | 0.9 | 0.9 | 0.9 | 0.9 | 0.9 | 0.9 | 0.9 | 0.9 | 0.9 | 0.9 | 0.9 | 0.9 | 0.9 | 0.9 | 0.9 | 0.9 | 0.9 | 0.9 | 0.9 | 0.9 | 0.9 | 0.9 | 0.9 | 0.9 | 0.9 | 0.9 | 0.9 | 0.9 | 0.9 | 0.9 | 0.9 | 0.9 | 0.9 | 0.9 | 0.9 | 0.9 | 0.9 | 0.9 | 0.9 | 0.9 | 0.9
Reference | 20_USA | POW_TBATT | IH0004 |  |  | 0.9 | 0.9 | 0.9 | 0.9 | 0.9 | 0.9 | 0.9 | 0.9 | 0.9 | 0.9 | 0.9 | 0.9 | 0.9 | 0.9 | 0.9 | 0.9 | 0.9 | 0.9 | 0.9 | 0.9 | 0.9 | 0.9 | 0.9 | 0.9 | 0.9 | 0.9 | 0.9 | 0.9 | 0.9 | 0.9 | 0.9 | 0.9 | 0.9 | 0.9 | 0.9 | 0.9 | 0.9 | 0.9 | 0.9 | 0.9 | 0.9 | 0.9 | 0.9 | 0.9 | 0.9 | 0.9 | 0.9 | 0.9 | 0.9 | 0.9 | 0.9 | 0.9 | 0.9 | 0.9
Reference | 20_USA | POW_TBATT | IH0408 |  |  | 0.9 | 0.9 | 0.9 | 0.9 | 0.9 | 0.9 | 0.9 | 0.9 | 0.9 | 0.9 | 0.9 | 0.9 | 0.9 | 0.9 | 0.9 | 0.9 | 0.9 | 0.9 | 0.9 | 0.9 | 0.9 | 0.9 | 0.9 | 0.9 | 0.9 | 0.9 | 0.9 | 0.9 | 0.9 | 0.9 | 0.9 | 0.9 | 0.9 | 0.9 | 0.9 | 0.9 | 0.9 | 0.9 | 0.9 | 0.9 | 0.9 | 0.9 | 0.9 | 0.9 | 0.9 | 0.9 | 0.9 | 0.9 | 0.9 | 0.9 | 0.9 | 0.9 | 0.9 | 0.9
Reference | 20_USA | POW_TBATT | IH0812 |  |  | 0.9 | 0.9 | 0.9 | 0.9 | 0.9 | 0.9 | 0.9 | 0.9 | 0.9 | 0.9 | 0.9 | 0.9 | 0.9 | 0.9 | 0.9 | 0.9 | 0.9 | 0.9 | 0.9 | 0.9 | 0.9 | 0.9 | 0.9 | 0.9 | 0.9 | 0.9 | 0.9 | 0.9 | 0.9 | 0.9 | 0.9 | 0.9 | 0.9 | 0.9 | 0.9 | 0.9 | 0.9 | 0.9 | 0.9 | 0.9 | 0.9 | 0.9 | 0.9 | 0.9 | 0.9 | 0.9 | 0.9 | 0.9 | 0.9 | 0.9 | 0.9 | 0.9 | 0.9 | 0.9
Reference | 20_USA | POW_TBATT | IH1216 |  |  | 0.9 | 0.9 | 0.9 | 0.9 | 0.9 | 0.9 | 0.9 | 0.9 | 0.9 | 0.9 | 0.9 | 0.9 | 0.9 | 0.9 | 0.9 | 0.9 | 0.9 | 0.9 | 0.9 | 0.9 | 0.9 | 0.9 | 0.9 | 0.9 | 0.9 | 0.9 | 0.9 | 0.9 | 0.9 | 0.9 | 0.9 | 0.9 | 0.9 | 0.9 | 0.9 | 0.9 | 0.9 | 0.9 | 0.9 | 0.9 | 0.9 | 0.9 | 0.9 | 0.9 | 0.9 | 0.9 | 0.9 | 0.9 | 0.9 | 0.9 | 0.9 | 0.9 | 0.9 | 0.9
Reference | 20_USA | POW_TBATT | IH1620 |  |  | 0.9 | 0.9 | 0.9 | 0.9 | 0.9 | 0.9 | 0.9 | 0.9 | 0.9 | 0.9 | 0.9 | 0.9 | 0.9 | 0.9 | 0.9 | 0.9 | 0.9 | 0.9 | 0.9 | 0.9 | 0.9 | 0.9 | 0.9 | 0.9 | 0.9 | 0.9 | 0.9 | 0.9 | 0.9 | 0.9 | 0.9 | 0.9 | 0.9 | 0.9 | 0.9 | 0.9 | 0.9 | 0.9 | 0.9 | 0.9 | 0.9 | 0.9 | 0.9 | 0.9 | 0.9 | 0.9 | 0.9 | 0.9 | 0.9 | 0.9 | 0.9 | 0.9 | 0.9 | 0.9
Reference | 20_USA | POW_TBATT | IH2024 |  |  | 0.9 | 0.9 | 0.9 | 0.9 | 0.9 | 0.9 | 0.9 | 0.9 | 0.9 | 0.9 | 0.9 | 0.9 | 0.9 | 0.9 | 0.9 | 0.9 | 0.9 | 0.9 | 0.9 | 0.9 | 0.9 | 0.9 | 0.9 | 0.9 | 0.9 | 0.9 | 0.9 | 0.9 | 0.9 | 0.9 | 0.9 | 0.9 | 0.9 | 0.9 | 0.9 | 0.9 | 0.9 | 0.9 | 0.9 | 0.9 | 0.9 | 0.9 | 0.9 | 0.9 | 0.9 | 0.9 | 0.9 | 0.9 | 0.9 | 0.9 | 0.9 | 0.9 | 0.9 | 0.9
Reference | 20_USA | POW_TBATT | SW0004 |  |  | 0.9 | 0.9 | 0.9 | 0.9 | 0.9 | 0.9 | 0.9 | 0.9 | 0.9 | 0.9 | 0.9 | 0.9 | 0.9 | 0.9 | 0.9 | 0.9 | 0.9 | 0.9 | 0.9 | 0.9 | 0.9 | 0.9 | 0.9 | 0.9 | 0.9 | 0.9 | 0.9 | 0.9 | 0.9 | 0.9 | 0.9 | 0.9 | 0.9 | 0.9 | 0.9 | 0.9 | 0.9 | 0.9 | 0.9 | 0.9 | 0.9 | 0.9 | 0.9 | 0.9 | 0.9 | 0.9 | 0.9 | 0.9 | 0.9 | 0.9 | 0.9 | 0.9 | 0.9 | 0.9
Reference | 20_USA | POW_TBATT | SW0408 |  |  | 0.9 | 0.9 | 0.9 | 0.9 | 0.9 | 0.9 | 0.9 | 0.9 | 0.9 | 0.9 | 0.9 | 0.9 | 0.9 | 0.9 | 0.9 | 0.9 | 0.9 | 0.9 | 0.9 | 0.9 | 0.9 | 0.9 | 0.9 | 0.9 | 0.9 | 0.9 | 0.9 | 0.9 | 0.9 | 0.9 | 0.9 | 0.9 | 0.9 | 0.9 | 0.9 | 0.9 | 0.9 | 0.9 | 0.9 | 0.9 | 0.9 | 0.9 | 0.9 | 0.9 | 0.9 | 0.9 | 0.9 | 0.9 | 0.9 | 0.9 | 0.9 | 0.9 | 0.9 | 0.9
Reference | 20_USA | POW_TBATT | SW0812 |  |  | 0.9 | 0.9 | 0.9 | 0.9 | 0.9 | 0.9 | 0.9 | 0.9 | 0.9 | 0.9 | 0.9 | 0.9 | 0.9 | 0.9 | 0.9 | 0.9 | 0.9 | 0.9 | 0.9 | 0.9 | 0.9 | 0.9 | 0.9 | 0.9 | 0.9 | 0.9 | 0.9 | 0.9 | 0.9 | 0.9 | 0.9 | 0.9 | 0.9 | 0.9 | 0.9 | 0.9 | 0.9 | 0.9 | 0.9 | 0.9 | 0.9 | 0.9 | 0.9 | 0.9 | 0.9 | 0.9 | 0.9 | 0.9 | 0.9 | 0.9 | 0.9 | 0.9 | 0.9 | 0.9
Reference | 20_USA | POW_TBATT | SW1216 |  |  | 0.9 | 0.9 | 0.9 | 0.9 | 0.9 | 0.9 | 0.9 | 0.9 | 0.9 | 0.9 | 0.9 | 0.9 | 0.9 | 0.9 | 0.9 | 0.9 | 0.9 | 0.9 | 0.9 | 0.9 | 0.9 | 0.9 | 0.9 | 0.9 | 0.9 | 0.9 | 0.9 | 0.9 | 0.9 | 0.9 | 0.9 | 0.9 | 0.9 | 0.9 | 0.9 | 0.9 | 0.9 | 0.9 | 0.9 | 0.9 | 0.9 | 0.9 | 0.9 | 0.9 | 0.9 | 0.9 | 0.9 | 0.9 | 0.9 | 0.9 | 0.9 | 0.9 | 0.9 | 0.9
Reference | 20_USA | POW_TBATT | SW1620 |  |  | 0.9 | 0.9 | 0.9 | 0.9 | 0.9 | 0.9 | 0.9 | 0.9 | 0.9 | 0.9 | 0.9 | 0.9 | 0.9 | 0.9 | 0.9 | 0.9 | 0.9 | 0.9 | 0.9 | 0.9 | 0.9 | 0.9 | 0.9 | 0.9 | 0.9 | 0.9 | 0.9 | 0.9 | 0.9 | 0.9 | 0.9 | 0.9 | 0.9 | 0.9 | 0.9 | 0.9 | 0.9 | 0.9 | 0.9 | 0.9 | 0.9 | 0.9 | 0.9 | 0.9 | 0.9 | 0.9 | 0.9 | 0.9 | 0.9 | 0.9 | 0.9 | 0.9 | 0.9 | 0.9
Reference | 20_USA | POW_TBATT | SW2024 |  |  | 0.9 | 0.9 | 0.9 | 0.9 | 0.9 | 0.9 | 0.9 | 0.9 | 0.9 | 0.9 | 0.9 | 0.9 | 0.9 | 0.9 | 0.9 | 0.9 | 0.9 | 0.9 | 0.9 | 0.9 | 0.9 | 0.9 | 0.9 | 0.9 | 0.9 | 0.9 | 0.9 | 0.9 | 0.9 | 0.9 | 0.9 | 0.9 | 0.9 | 0.9 | 0.9 | 0.9 | 0.9 | 0.9 | 0.9 | 0.9 | 0.9 | 0.9 | 0.9 | 0.9 | 0.9 | 0.9 | 0.9 | 0.9 | 0.9 | 0.9 | 0.9 | 0.9 | 0.9 | 0.9
Reference | 20_USA | POW_TBATT | SH0004 |  |  | 0.9 | 0.9 | 0.9 | 0.9 | 0.9 | 0.9 | 0.9 | 0.9 | 0.9 | 0.9 | 0.9 | 0.9 | 0.9 | 0.9 | 0.9 | 0.9 | 0.9 | 0.9 | 0.9 | 0.9 | 0.9 | 0.9 | 0.9 | 0.9 | 0.9 | 0.9 | 0.9 | 0.9 | 0.9 | 0.9 | 0.9 | 0.9 | 0.9 | 0.9 | 0.9 | 0.9 | 0.9 | 0.9 | 0.9 | 0.9 | 0.9 | 0.9 | 0.9 | 0.9 | 0.9 | 0.9 | 0.9 | 0.9 | 0.9 | 0.9 | 0.9 | 0.9 | 0.9 | 0.9
Reference | 20_USA | POW_TBATT | SH0408 |  |  | 0.9 | 0.9 | 0.9 | 0.9 | 0.9 | 0.9 | 0.9 | 0.9 | 0.9 | 0.9 | 0.9 | 0.9 | 0.9 | 0.9 | 0.9 | 0.9 | 0.9 | 0.9 | 0.9 | 0.9 | 0.9 | 0.9 | 0.9 | 0.9 | 0.9 | 0.9 | 0.9 | 0.9 | 0.9 | 0.9 | 0.9 | 0.9 | 0.9 | 0.9 | 0.9 | 0.9 | 0.9 | 0.9 | 0.9 | 0.9 | 0.9 | 0.9 | 0.9 | 0.9 | 0.9 | 0.9 | 0.9 | 0.9 | 0.9 | 0.9 | 0.9 | 0.9 | 0.9 | 0.9
Reference | 20_USA | POW_TBATT | SH0812 |  |  | 0.9 | 0.9 | 0.9 | 0.9 | 0.9 | 0.9 | 0.9 | 0.9 | 0.9 | 0.9 | 0.9 | 0.9 | 0.9 | 0.9 | 0.9 | 0.9 | 0.9 | 0.9 | 0.9 | 0.9 | 0.9 | 0.9 | 0.9 | 0.9 | 0.9 | 0.9 | 0.9 | 0.9 | 0.9 | 0.9 | 0.9 | 0.9 | 0.9 | 0.9 | 0.9 | 0.9 | 0.9 | 0.9 | 0.9 | 0.9 | 0.9 | 0.9 | 0.9 | 0.9 | 0.9 | 0.9 | 0.9 | 0.9 | 0.9 | 0.9 | 0.9 | 0.9 | 0.9 | 0.9
Reference | 20_USA | POW_TBATT | SH1216 |  |  | 0.9 | 0.9 | 0.9 | 0.9 | 0.9 | 0.9 | 0.9 | 0.9 | 0.9 | 0.9 | 0.9 | 0.9 | 0.9 | 0.9 | 0.9 | 0.9 | 0.9 | 0.9 | 0.9 | 0.9 | 0.9 | 0.9 | 0.9 | 0.9 | 0.9 | 0.9 | 0.9 | 0.9 | 0.9 | 0.9 | 0.9 | 0.9 | 0.9 | 0.9 | 0.9 | 0.9 | 0.9 | 0.9 | 0.9 | 0.9 | 0.9 | 0.9 | 0.9 | 0.9 | 0.9 | 0.9 | 0.9 | 0.9 | 0.9 | 0.9 | 0.9 | 0.9 | 0.9 | 0.9
Reference | 20_USA | POW_TBATT | SH1620 |  |  | 0.9 | 0.9 | 0.9 | 0.9 | 0.9 | 0.9 | 0.9 | 0.9 | 0.9 | 0.9 | 0.9 | 0.9 | 0.9 | 0.9 | 0.9 | 0.9 | 0.9 | 0.9 | 0.9 | 0.9 | 0.9 | 0.9 | 0.9 | 0.9 | 0.9 | 0.9 | 0.9 | 0.9 | 0.9 | 0.9 | 0.9 | 0.9 | 0.9 | 0.9 | 0.9 | 0.9 | 0.9 | 0.9 | 0.9 | 0.9 | 0.9 | 0.9 | 0.9 | 0.9 | 0.9 | 0.9 | 0.9 | 0.9 | 0.9 | 0.9 | 0.9 | 0.9 | 0.9 | 0.9
Reference | 20_USA | POW_TBATT | SH2024 |  |  | 0.9 | 0.9 | 0.9 | 0.9 | 0.9 | 0.9 | 0.9 | 0.9 | 0.9 | 0.9 | 0.9 | 0.9 | 0.9 | 0.9 | 0.9 | 0.9 | 0.9 | 0.9 | 0.9 | 0.9 | 0.9 | 0.9 | 0.9 | 0.9 | 0.9 | 0.9 | 0.9 | 0.9 | 0.9 | 0.9 | 0.9 | 0.9 | 0.9 | 0.9 | 0.9 | 0.9 | 0.9 | 0.9 | 0.9 | 0.9 | 0.9 | 0.9 | 0.9 | 0.9 | 0.9 | 0.9 | 0.9 | 0.9 | 0.9 | 0.9 | 0.9 | 0.9 | 0.9 | 0.9
Reference | 20_USA | POW_TDAM | WW0004 |  |  | 0.9 | 0.9 | 0.9 | 0.9 | 0.9 | 0.9 | 0.9 | 0.9 | 0.9 | 0.9 | 0.9 | 0.9 | 0.9 | 0.9 | 0.9 | 0.9 | 0.9 | 0.9 | 0.9 | 0.9 | 0.9 | 0.9 | 0.9 | 0.9 | 0.9 | 0.9 | 0.9 | 0.9 | 0.9 | 0.9 | 0.9 | 0.9 | 0.9 | 0.9 | 0.9 | 0.9 | 0.9 | 0.9 | 0.9 | 0.9 | 0.9 | 0.9 | 0.9 | 0.9 | 0.9 | 0.9 | 0.9 | 0.9 | 0.9 | 0.9 | 0.9 | 0.9 | 0.9 | 0.9
Reference | 20_USA | POW_TDAM | WW0408 |  |  | 0.9 | 0.9 | 0.9 | 0.9 | 0.9 | 0.9 | 0.9 | 0.9 | 0.9 | 0.9 | 0.9 | 0.9 | 0.9 | 0.9 | 0.9 | 0.9 | 0.9 | 0.9 | 0.9 | 0.9 | 0.9 | 0.9 | 0.9 | 0.9 | 0.9 | 0.9 | 0.9 | 0.9 | 0.9 | 0.9 | 0.9 | 0.9 | 0.9 | 0.9 | 0.9 | 0.9 | 0.9 | 0.9 | 0.9 | 0.9 | 0.9 | 0.9 | 0.9 | 0.9 | 0.9 | 0.9 | 0.9 | 0.9 | 0.9 | 0.9 | 0.9 | 0.9 | 0.9 | 0.9
Reference | 20_USA | POW_TDAM | WW0812 |  |  | 0.9 | 0.9 | 0.9 | 0.9 | 0.9 | 0.9 | 0.9 | 0.9 | 0.9 | 0.9 | 0.9 | 0.9 | 0.9 | 0.9 | 0.9 | 0.9 | 0.9 | 0.9 | 0.9 | 0.9 | 0.9 | 0.9 | 0.9 | 0.9 | 0.9 | 0.9 | 0.9 | 0.9 | 0.9 | 0.9 | 0.9 | 0.9 | 0.9 | 0.9 | 0.9 | 0.9 | 0.9 | 0.9 | 0.9 | 0.9 | 0.9 | 0.9 | 0.9 | 0.9 | 0.9 | 0.9 | 0.9 | 0.9 | 0.9 | 0.9 | 0.9 | 0.9 | 0.9 | 0.9
Reference | 20_USA | POW_TDAM | WW1216 |  |  | 0.9 | 0.9 | 0.9 | 0.9 | 0.9 | 0.9 | 0.9 | 0.9 | 0.9 | 0.9 | 0.9 | 0.9 | 0.9 | 0.9 | 0.9 | 0.9 | 0.9 | 0.9 | 0.9 | 0.9 | 0.9 | 0.9 | 0.9 | 0.9 | 0.9 | 0.9 | 0.9 | 0.9 | 0.9 | 0.9 | 0.9 | 0.9 | 0.9 | 0.9 | 0.9 | 0.9 | 0.9 | 0.9 | 0.9 | 0.9 | 0.9 | 0.9 | 0.9 | 0.9 | 0.9 | 0.9 | 0.9 | 0.9 | 0.9 | 0.9 | 0.9 | 0.9 | 0.9 | 0.9
Reference | 20_USA | POW_TDAM | WW1620 |  |  | 0.9 | 0.9 | 0.9 | 0.9 | 0.9 | 0.9 | 0.9 | 0.9 | 0.9 | 0.9 | 0.9 | 0.9 | 0.9 | 0.9 | 0.9 | 0.9 | 0.9 | 0.9 | 0.9 | 0.9 | 0.9 | 0.9 | 0.9 | 0.9 | 0.9 | 0.9 | 0.9 | 0.9 | 0.9 | 0.9 | 0.9 | 0.9 | 0.9 | 0.9 | 0.9 | 0.9 | 0.9 | 0.9 | 0.9 | 0.9 | 0.9 | 0.9 | 0.9 | 0.9 | 0.9 | 0.9 | 0.9 | 0.9 | 0.9 | 0.9 | 0.9 | 0.9 | 0.9 | 0.9
Reference | 20_USA | POW_TDAM | WW2024 |  |  | 0.9 | 0.9 | 0.9 | 0.9 | 0.9 | 0.9 | 0.9 | 0.9 | 0.9 | 0.9 | 0.9 | 0.9 | 0.9 | 0.9 | 0.9 | 0.9 | 0.9 | 0.9 | 0.9 | 0.9 | 0.9 | 0.9 | 0.9 | 0.9 | 0.9 | 0.9 | 0.9 | 0.9 | 0.9 | 0.9 | 0.9 | 0.9 | 0.9 | 0.9 | 0.9 | 0.9 | 0.9 | 0.9 | 0.9 | 0.9 | 0.9 | 0.9 | 0.9 | 0.9 | 0.9 | 0.9 | 0.9 | 0.9 | 0.9 | 0.9 | 0.9 | 0.9 | 0.9 | 0.9
Reference | 20_USA | POW_TDAM | WH0004 |  |  | 0.9 | 0.9 | 0.9 | 0.9 | 0.9 | 0.9 | 0.9 | 0.9 | 0.9 | 0.9 | 0.9 | 0.9 | 0.9 | 0.9 | 0.9 | 0.9 | 0.9 | 0.9 | 0.9 | 0.9 | 0.9 | 0.9 | 0.9 | 0.9 | 0.9 | 0.9 | 0.9 | 0.9 | 0.9 | 0.9 | 0.9 | 0.9 | 0.9 | 0.9 | 0.9 | 0.9 | 0.9 | 0.9 | 0.9 | 0.9 | 0.9 | 0.9 | 0.9 | 0.9 | 0.9 | 0.9 | 0.9 | 0.9 | 0.9 | 0.9 | 0.9 | 0.9 | 0.9 | 0.9
Reference | 20_USA | POW_TDAM | WH0408 |  |  | 0.9 | 0.9 | 0.9 | 0.9 | 0.9 | 0.9 | 0.9 | 0.9 | 0.9 | 0.9 | 0.9 | 0.9 | 0.9 | 0.9 | 0.9 | 0.9 | 0.9 | 0.9 | 0.9 | 0.9 | 0.9 | 0.9 | 0.9 | 0.9 | 0.9 | 0.9 | 0.9 | 0.9 | 0.9 | 0.9 | 0.9 | 0.9 | 0.9 | 0.9 | 0.9 | 0.9 | 0.9 | 0.9 | 0.9 | 0.9 | 0.9 | 0.9 | 0.9 | 0.9 | 0.9 | 0.9 | 0.9 | 0.9 | 0.9 | 0.9 | 0.9 | 0.9 | 0.9 | 0.9
Reference | 20_USA | POW_TDAM | WH0812 |  |  | 0.9 | 0.9 | 0.9 | 0.9 | 0.9 | 0.9 | 0.9 | 0.9 | 0.9 | 0.9 | 0.9 | 0.9 | 0.9 | 0.9 | 0.9 | 0.9 | 0.9 | 0.9 | 0.9 | 0.9 | 0.9 | 0.9 | 0.9 | 0.9 | 0.9 | 0.9 | 0.9 | 0.9 | 0.9 | 0.9 | 0.9 | 0.9 | 0.9 | 0.9 | 0.9 | 0.9 | 0.9 | 0.9 | 0.9 | 0.9 | 0.9 | 0.9 | 0.9 | 0.9 | 0.9 | 0.9 | 0.9 | 0.9 | 0.9 | 0.9 | 0.9 | 0.9 | 0.9 | 0.9
Reference | 20_USA | POW_TDAM | WH1216 |  |  | 0.9 | 0.9 | 0.9 | 0.9 | 0.9 | 0.9 | 0.9 | 0.9 | 0.9 | 0.9 | 0.9 | 0.9 | 0.9 | 0.9 | 0.9 | 0.9 | 0.9 | 0.9 | 0.9 | 0.9 | 0.9 | 0.9 | 0.9 | 0.9 | 0.9 | 0.9 | 0.9 | 0.9 | 0.9 | 0.9 | 0.9 | 0.9 | 0.9 | 0.9 | 0.9 | 0.9 | 0.9 | 0.9 | 0.9 | 0.9 | 0.9 | 0.9 | 0.9 | 0.9 | 0.9 | 0.9 | 0.9 | 0.9 | 0.9 | 0.9 | 0.9 | 0.9 | 0.9 | 0.9
Reference | 20_USA | POW_TDAM | WH1620 |  |  | 0.9 | 0.9 | 0.9 | 0.9 | 0.9 | 0.9 | 0.9 | 0.9 | 0.9 | 0.9 | 0.9 | 0.9 | 0.9 | 0.9 | 0.9 | 0.9 | 0.9 | 0.9 | 0.9 | 0.9 | 0.9 | 0.9 | 0.9 | 0.9 | 0.9 | 0.9 | 0.9 | 0.9 | 0.9 | 0.9 | 0.9 | 0.9 | 0.9 | 0.9 | 0.9 | 0.9 | 0.9 | 0.9 | 0.9 | 0.9 | 0.9 | 0.9 | 0.9 | 0.9 | 0.9 | 0.9 | 0.9 | 0.9 | 0.9 | 0.9 | 0.9 | 0.9 | 0.9 | 0.9
Reference | 20_USA | POW_TDAM | WH2024 |  |  | 0.9 | 0.9 | 0.9 | 0.9 | 0.9 | 0.9 | 0.9 | 0.9 | 0.9 | 0.9 | 0.9 | 0.9 | 0.9 | 0.9 | 0.9 | 0.9 | 0.9 | 0.9 | 0.9 | 0.9 | 0.9 | 0.9 | 0.9 | 0.9 | 0.9 | 0.9 | 0.9 | 0.9 | 0.9 | 0.9 | 0.9 | 0.9 | 0.9 | 0.9 | 0.9 | 0.9 | 0.9 | 0.9 | 0.9 | 0.9 | 0.9 | 0.9 | 0.9 | 0.9 | 0.9 | 0.9 | 0.9 | 0.9 | 0.9 | 0.9 | 0.9 | 0.9 | 0.9 | 0.9
Reference | 20_USA | POW_TDAM | IW0004 |  |  | 0.9 | 0.9 | 0.9 | 0.9 | 0.9 | 0.9 | 0.9 | 0.9 | 0.9 | 0.9 | 0.9 | 0.9 | 0.9 | 0.9 | 0.9 | 0.9 | 0.9 | 0.9 | 0.9 | 0.9 | 0.9 | 0.9 | 0.9 | 0.9 | 0.9 | 0.9 | 0.9 | 0.9 | 0.9 | 0.9 | 0.9 | 0.9 | 0.9 | 0.9 | 0.9 | 0.9 | 0.9 | 0.9 | 0.9 | 0.9 | 0.9 | 0.9 | 0.9 | 0.9 | 0.9 | 0.9 | 0.9 | 0.9 | 0.9 | 0.9 | 0.9 | 0.9 | 0.9 | 0.9
Reference | 20_USA | POW_TDAM | IW0408 |  |  | 0.9 | 0.9 | 0.9 | 0.9 | 0.9 | 0.9 | 0.9 | 0.9 | 0.9 | 0.9 | 0.9 | 0.9 | 0.9 | 0.9 | 0.9 | 0.9 | 0.9 | 0.9 | 0.9 | 0.9 | 0.9 | 0.9 | 0.9 | 0.9 | 0.9 | 0.9 | 0.9 | 0.9 | 0.9 | 0.9 | 0.9 | 0.9 | 0.9 | 0.9 | 0.9 | 0.9 | 0.9 | 0.9 | 0.9 | 0.9 | 0.9 | 0.9 | 0.9 | 0.9 | 0.9 | 0.9 | 0.9 | 0.9 | 0.9 | 0.9 | 0.9 | 0.9 | 0.9 | 0.9
Reference | 20_USA | POW_TDAM | IW0812 |  |  | 0.9 | 0.9 | 0.9 | 0.9 | 0.9 | 0.9 | 0.9 | 0.9 | 0.9 | 0.9 | 0.9 | 0.9 | 0.9 | 0.9 | 0.9 | 0.9 | 0.9 | 0.9 | 0.9 | 0.9 | 0.9 | 0.9 | 0.9 | 0.9 | 0.9 | 0.9 | 0.9 | 0.9 | 0.9 | 0.9 | 0.9 | 0.9 | 0.9 | 0.9 | 0.9 | 0.9 | 0.9 | 0.9 | 0.9 | 0.9 | 0.9 | 0.9 | 0.9 | 0.9 | 0.9 | 0.9 | 0.9 | 0.9 | 0.9 | 0.9 | 0.9 | 0.9 | 0.9 | 0.9
Reference | 20_USA | POW_TDAM | IW1216 |  |  | 0.9 | 0.9 | 0.9 | 0.9 | 0.9 | 0.9 | 0.9 | 0.9 | 0.9 | 0.9 | 0.9 | 0.9 | 0.9 | 0.9 | 0.9 | 0.9 | 0.9 | 0.9 | 0.9 | 0.9 | 0.9 | 0.9 | 0.9 | 0.9 | 0.9 | 0.9 | 0.9 | 0.9 | 0.9 | 0.9 | 0.9 | 0.9 | 0.9 | 0.9 | 0.9 | 0.9 | 0.9 | 0.9 | 0.9 | 0.9 | 0.9 | 0.9 | 0.9 | 0.9 | 0.9 | 0.9 | 0.9 | 0.9 | 0.9 | 0.9 | 0.9 | 0.9 | 0.9 | 0.9
Reference | 20_USA | POW_TDAM | IW1620 |  |  | 0.9 | 0.9 | 0.9 | 0.9 | 0.9 | 0.9 | 0.9 | 0.9 | 0.9 | 0.9 | 0.9 | 0.9 | 0.9 | 0.9 | 0.9 | 0.9 | 0.9 | 0.9 | 0.9 | 0.9 | 0.9 | 0.9 | 0.9 | 0.9 | 0.9 | 0.9 | 0.9 | 0.9 | 0.9 | 0.9 | 0.9 | 0.9 | 0.9 | 0.9 | 0.9 | 0.9 | 0.9 | 0.9 | 0.9 | 0.9 | 0.9 | 0.9 | 0.9 | 0.9 | 0.9 | 0.9 | 0.9 | 0.9 | 0.9 | 0.9 | 0.9 | 0.9 | 0.9 | 0.9
Reference | 20_USA | POW_TDAM | IW2024 |  |  | 0.9 | 0.9 | 0.9 | 0.9 | 0.9 | 0.9 | 0.9 | 0.9 | 0.9 | 0.9 | 0.9 | 0.9 | 0.9 | 0.9 | 0.9 | 0.9 | 0.9 | 0.9 | 0.9 | 0.9 | 0.9 | 0.9 | 0.9 | 0.9 | 0.9 | 0.9 | 0.9 | 0.9 | 0.9 | 0.9 | 0.9 | 0.9 | 0.9 | 0.9 | 0.9 | 0.9 | 0.9 | 0.9 | 0.9 | 0.9 | 0.9 | 0.9 | 0.9 | 0.9 | 0.9 | 0.9 | 0.9 | 0.9 | 0.9 | 0.9 | 0.9 | 0.9 | 0.9 | 0.9
Reference | 20_USA | POW_TDAM | IH0004 |  |  | 0.9 | 0.9 | 0.9 | 0.9 | 0.9 | 0.9 | 0.9 | 0.9 | 0.9 | 0.9 | 0.9 | 0.9 | 0.9 | 0.9 | 0.9 | 0.9 | 0.9 | 0.9 | 0.9 | 0.9 | 0.9 | 0.9 | 0.9 | 0.9 | 0.9 | 0.9 | 0.9 | 0.9 | 0.9 | 0.9 | 0.9 | 0.9 | 0.9 | 0.9 | 0.9 | 0.9 | 0.9 | 0.9 | 0.9 | 0.9 | 0.9 | 0.9 | 0.9 | 0.9 | 0.9 | 0.9 | 0.9 | 0.9 | 0.9 | 0.9 | 0.9 | 0.9 | 0.9 | 0.9
Reference | 20_USA | POW_TDAM | IH0408 |  |  | 0.9 | 0.9 | 0.9 | 0.9 | 0.9 | 0.9 | 0.9 | 0.9 | 0.9 | 0.9 | 0.9 | 0.9 | 0.9 | 0.9 | 0.9 | 0.9 | 0.9 | 0.9 | 0.9 | 0.9 | 0.9 | 0.9 | 0.9 | 0.9 | 0.9 | 0.9 | 0.9 | 0.9 | 0.9 | 0.9 | 0.9 | 0.9 | 0.9 | 0.9 | 0.9 | 0.9 | 0.9 | 0.9 | 0.9 | 0.9 | 0.9 | 0.9 | 0.9 | 0.9 | 0.9 | 0.9 | 0.9 | 0.9 | 0.9 | 0.9 | 0.9 | 0.9 | 0.9 | 0.9
Reference | 20_USA | POW_TDAM | IH0812 |  |  | 0.9 | 0.9 | 0.9 | 0.9 | 0.9 | 0.9 | 0.9 | 0.9 | 0.9 | 0.9 | 0.9 | 0.9 | 0.9 | 0.9 | 0.9 | 0.9 | 0.9 | 0.9 | 0.9 | 0.9 | 0.9 | 0.9 | 0.9 | 0.9 | 0.9 | 0.9 | 0.9 | 0.9 | 0.9 | 0.9 | 0.9 | 0.9 | 0.9 | 0.9 | 0.9 | 0.9 | 0.9 | 0.9 | 0.9 | 0.9 | 0.9 | 0.9 | 0.9 | 0.9 | 0.9 | 0.9 | 0.9 | 0.9 | 0.9 | 0.9 | 0.9 | 0.9 | 0.9 | 0.9
Reference | 20_USA | POW_TDAM | IH1216 |  |  | 0.9 | 0.9 | 0.9 | 0.9 | 0.9 | 0.9 | 0.9 | 0.9 | 0.9 | 0.9 | 0.9 | 0.9 | 0.9 | 0.9 | 0.9 | 0.9 | 0.9 | 0.9 | 0.9 | 0.9 | 0.9 | 0.9 | 0.9 | 0.9 | 0.9 | 0.9 | 0.9 | 0.9 | 0.9 | 0.9 | 0.9 | 0.9 | 0.9 | 0.9 | 0.9 | 0.9 | 0.9 | 0.9 | 0.9 | 0.9 | 0.9 | 0.9 | 0.9 | 0.9 | 0.9 | 0.9 | 0.9 | 0.9 | 0.9 | 0.9 | 0.9 | 0.9 | 0.9 | 0.9
Reference | 20_USA | POW_TDAM | IH1620 |  |  | 0.9 | 0.9 | 0.9 | 0.9 | 0.9 | 0.9 | 0.9 | 0.9 | 0.9 | 0.9 | 0.9 | 0.9 | 0.9 | 0.9 | 0.9 | 0.9 | 0.9 | 0.9 | 0.9 | 0.9 | 0.9 | 0.9 | 0.9 | 0.9 | 0.9 | 0.9 | 0.9 | 0.9 | 0.9 | 0.9 | 0.9 | 0.9 | 0.9 | 0.9 | 0.9 | 0.9 | 0.9 | 0.9 | 0.9 | 0.9 | 0.9 | 0.9 | 0.9 | 0.9 | 0.9 | 0.9 | 0.9 | 0.9 | 0.9 | 0.9 | 0.9 | 0.9 | 0.9 | 0.9
Reference | 20_USA | POW_TDAM | IH2024 |  |  | 0.9 | 0.9 | 0.9 | 0.9 | 0.9 | 0.9 | 0.9 | 0.9 | 0.9 | 0.9 | 0.9 | 0.9 | 0.9 | 0.9 | 0.9 | 0.9 | 0.9 | 0.9 | 0.9 | 0.9 | 0.9 | 0.9 | 0.9 | 0.9 | 0.9 | 0.9 | 0.9 | 0.9 | 0.9 | 0.9 | 0.9 | 0.9 | 0.9 | 0.9 | 0.9 | 0.9 | 0.9 | 0.9 | 0.9 | 0.9 | 0.9 | 0.9 | 0.9 | 0.9 | 0.9 | 0.9 | 0.9 | 0.9 | 0.9 | 0.9 | 0.9 | 0.9 | 0.9 | 0.9
Reference | 20_USA | POW_TDAM | SW0004 |  |  | 0.9 | 0.9 | 0.9 | 0.9 | 0.9 | 0.9 | 0.9 | 0.9 | 0.9 | 0.9 | 0.9 | 0.9 | 0.9 | 0.9 | 0.9 | 0.9 | 0.9 | 0.9 | 0.9 | 0.9 | 0.9 | 0.9 | 0.9 | 0.9 | 0.9 | 0.9 | 0.9 | 0.9 | 0.9 | 0.9 | 0.9 | 0.9 | 0.9 | 0.9 | 0.9 | 0.9 | 0.9 | 0.9 | 0.9 | 0.9 | 0.9 | 0.9 | 0.9 | 0.9 | 0.9 | 0.9 | 0.9 | 0.9 | 0.9 | 0.9 | 0.9 | 0.9 | 0.9 | 0.9
Reference | 20_USA | POW_TDAM | SW0408 |  |  | 0.9 | 0.9 | 0.9 | 0.9 | 0.9 | 0.9 | 0.9 | 0.9 | 0.9 | 0.9 | 0.9 | 0.9 | 0.9 | 0.9 | 0.9 | 0.9 | 0.9 | 0.9 | 0.9 | 0.9 | 0.9 | 0.9 | 0.9 | 0.9 | 0.9 | 0.9 | 0.9 | 0.9 | 0.9 | 0.9 | 0.9 | 0.9 | 0.9 | 0.9 | 0.9 | 0.9 | 0.9 | 0.9 | 0.9 | 0.9 | 0.9 | 0.9 | 0.9 | 0.9 | 0.9 | 0.9 | 0.9 | 0.9 | 0.9 | 0.9 | 0.9 | 0.9 | 0.9 | 0.9
Reference | 20_USA | POW_TDAM | SW0812 |  |  | 0.9 | 0.9 | 0.9 | 0.9 | 0.9 | 0.9 | 0.9 | 0.9 | 0.9 | 0.9 | 0.9 | 0.9 | 0.9 | 0.9 | 0.9 | 0.9 | 0.9 | 0.9 | 0.9 | 0.9 | 0.9 | 0.9 | 0.9 | 0.9 | 0.9 | 0.9 | 0.9 | 0.9 | 0.9 | 0.9 | 0.9 | 0.9 | 0.9 | 0.9 | 0.9 | 0.9 | 0.9 | 0.9 | 0.9 | 0.9 | 0.9 | 0.9 | 0.9 | 0.9 | 0.9 | 0.9 | 0.9 | 0.9 | 0.9 | 0.9 | 0.9 | 0.9 | 0.9 | 0.9
Reference | 20_USA | POW_TDAM | SW1216 |  |  | 0.9 | 0.9 | 0.9 | 0.9 | 0.9 | 0.9 | 0.9 | 0.9 | 0.9 | 0.9 | 0.9 | 0.9 | 0.9 | 0.9 | 0.9 | 0.9 | 0.9 | 0.9 | 0.9 | 0.9 | 0.9 | 0.9 | 0.9 | 0.9 | 0.9 | 0.9 | 0.9 | 0.9 | 0.9 | 0.9 | 0.9 | 0.9 | 0.9 | 0.9 | 0.9 | 0.9 | 0.9 | 0.9 | 0.9 | 0.9 | 0.9 | 0.9 | 0.9 | 0.9 | 0.9 | 0.9 | 0.9 | 0.9 | 0.9 | 0.9 | 0.9 | 0.9 | 0.9 | 0.9
Reference | 20_USA | POW_TDAM | SW1620 |  |  | 0.9 | 0.9 | 0.9 | 0.9 | 0.9 | 0.9 | 0.9 | 0.9 | 0.9 | 0.9 | 0.9 | 0.9 | 0.9 | 0.9 | 0.9 | 0.9 | 0.9 | 0.9 | 0.9 | 0.9 | 0.9 | 0.9 | 0.9 | 0.9 | 0.9 | 0.9 | 0.9 | 0.9 | 0.9 | 0.9 | 0.9 | 0.9 | 0.9 | 0.9 | 0.9 | 0.9 | 0.9 | 0.9 | 0.9 | 0.9 | 0.9 | 0.9 | 0.9 | 0.9 | 0.9 | 0.9 | 0.9 | 0.9 | 0.9 | 0.9 | 0.9 | 0.9 | 0.9 | 0.9
Reference | 20_USA | POW_TDAM | SW2024 |  |  | 0.9 | 0.9 | 0.9 | 0.9 | 0.9 | 0.9 | 0.9 | 0.9 | 0.9 | 0.9 | 0.9 | 0.9 | 0.9 | 0.9 | 0.9 | 0.9 | 0.9 | 0.9 | 0.9 | 0.9 | 0.9 | 0.9 | 0.9 | 0.9 | 0.9 | 0.9 | 0.9 | 0.9 | 0.9 | 0.9 | 0.9 | 0.9 | 0.9 | 0.9 | 0.9 | 0.9 | 0.9 | 0.9 | 0.9 | 0.9 | 0.9 | 0.9 | 0.9 | 0.9 | 0.9 | 0.9 | 0.9 | 0.9 | 0.9 | 0.9 | 0.9 | 0.9 | 0.9 | 0.9
Reference | 20_USA | POW_TDAM | SH0004 |  |  | 0.9 | 0.9 | 0.9 | 0.9 | 0.9 | 0.9 | 0.9 | 0.9 | 0.9 | 0.9 | 0.9 | 0.9 | 0.9 | 0.9 | 0.9 | 0.9 | 0.9 | 0.9 | 0.9 | 0.9 | 0.9 | 0.9 | 0.9 | 0.9 | 0.9 | 0.9 | 0.9 | 0.9 | 0.9 | 0.9 | 0.9 | 0.9 | 0.9 | 0.9 | 0.9 | 0.9 | 0.9 | 0.9 | 0.9 | 0.9 | 0.9 | 0.9 | 0.9 | 0.9 | 0.9 | 0.9 | 0.9 | 0.9 | 0.9 | 0.9 | 0.9 | 0.9 | 0.9 | 0.9
Reference | 20_USA | POW_TDAM | SH0408 |  |  | 0.9 | 0.9 | 0.9 | 0.9 | 0.9 | 0.9 | 0.9 | 0.9 | 0.9 | 0.9 | 0.9 | 0.9 | 0.9 | 0.9 | 0.9 | 0.9 | 0.9 | 0.9 | 0.9 | 0.9 | 0.9 | 0.9 | 0.9 | 0.9 | 0.9 | 0.9 | 0.9 | 0.9 | 0.9 | 0.9 | 0.9 | 0.9 | 0.9 | 0.9 | 0.9 | 0.9 | 0.9 | 0.9 | 0.9 | 0.9 | 0.9 | 0.9 | 0.9 | 0.9 | 0.9 | 0.9 | 0.9 | 0.9 | 0.9 | 0.9 | 0.9 | 0.9 | 0.9 | 0.9
Reference | 20_USA | POW_TDAM | SH0812 |  |  | 0.9 | 0.9 | 0.9 | 0.9 | 0.9 | 0.9 | 0.9 | 0.9 | 0.9 | 0.9 | 0.9 | 0.9 | 0.9 | 0.9 | 0.9 | 0.9 | 0.9 | 0.9 | 0.9 | 0.9 | 0.9 | 0.9 | 0.9 | 0.9 | 0.9 | 0.9 | 0.9 | 0.9 | 0.9 | 0.9 | 0.9 | 0.9 | 0.9 | 0.9 | 0.9 | 0.9 | 0.9 | 0.9 | 0.9 | 0.9 | 0.9 | 0.9 | 0.9 | 0.9 | 0.9 | 0.9 | 0.9 | 0.9 | 0.9 | 0.9 | 0.9 | 0.9 | 0.9 | 0.9
Reference | 20_USA | POW_TDAM | SH1216 |  |  | 0.9 | 0.9 | 0.9 | 0.9 | 0.9 | 0.9 | 0.9 | 0.9 | 0.9 | 0.9 | 0.9 | 0.9 | 0.9 | 0.9 | 0.9 | 0.9 | 0.9 | 0.9 | 0.9 | 0.9 | 0.9 | 0.9 | 0.9 | 0.9 | 0.9 | 0.9 | 0.9 | 0.9 | 0.9 | 0.9 | 0.9 | 0.9 | 0.9 | 0.9 | 0.9 | 0.9 | 0.9 | 0.9 | 0.9 | 0.9 | 0.9 | 0.9 | 0.9 | 0.9 | 0.9 | 0.9 | 0.9 | 0.9 | 0.9 | 0.9 | 0.9 | 0.9 | 0.9 | 0.9
Reference | 20_USA | POW_TDAM | SH1620 |  |  | 0.9 | 0.9 | 0.9 | 0.9 | 0.9 | 0.9 | 0.9 | 0.9 | 0.9 | 0.9 | 0.9 | 0.9 | 0.9 | 0.9 | 0.9 | 0.9 | 0.9 | 0.9 | 0.9 | 0.9 | 0.9 | 0.9 | 0.9 | 0.9 | 0.9 | 0.9 | 0.9 | 0.9 | 0.9 | 0.9 | 0.9 | 0.9 | 0.9 | 0.9 | 0.9 | 0.9 | 0.9 | 0.9 | 0.9 | 0.9 | 0.9 | 0.9 | 0.9 | 0.9 | 0.9 | 0.9 | 0.9 | 0.9 | 0.9 | 0.9 | 0.9 | 0.9 | 0.9 | 0.9
Reference | 20_USA | POW_TDAM | SH2024 |  |  | 0.9 | 0.9 | 0.9 | 0.9 | 0.9 | 0.9 | 0.9 | 0.9 | 0.9 | 0.9 | 0.9 | 0.9 | 0.9 | 0.9 | 0.9 | 0.9 | 0.9 | 0.9 | 0.9 | 0.9 | 0.9 | 0.9 | 0.9 | 0.9 | 0.9 | 0.9 | 0.9 | 0.9 | 0.9 | 0.9 | 0.9 | 0.9 | 0.9 | 0.9 | 0.9 | 0.9 | 0.9 | 0.9 | 0.9 | 0.9 | 0.9 | 0.9 | 0.9 | 0.9 | 0.9 | 0.9 | 0.9 | 0.9 | 0.9 | 0.9 | 0.9 | 0.9 | 0.9 | 0.9
Reference | 20_USA | POW_Gas_CHP | WW0004 |  |  | 0.75037 | 0.78055 | 0.77974 | 0.77777 | 0.77777 | 0.77777 | 0.77777 | 0.77777 | 0.77777 | 0.77777 | 0.77777 | 0.77777 | 0.77777 | 0.77777 | 0.77777 | 0.77777 | 0.77777 | 0.77777 | 0.77777 | 0.77777 | 0.77777 | 0.77777 | 0.77777 | 0.77777 | 0.77777 | 0.77777 | 0.77777 | 0.77777 | 0.77777 | 0.77777 | 0.77777 | 0.77777 | 0.77777 | 0.77777 | 0.77777 | 0.77777 | 0.77777 | 0.77777 | 0.77777 | 0.77777 | 0.77777 | 0.77777 | 0.77777 | 0.77777 | 0.77777 | 0.77777 | 0.77777 | 0.77777 | 0.77777 | 0.77777 | 0.77777 | 0.77777 | 0.77777 | 0.77777
Reference | 20_USA | POW_Gas_CHP | WW0408 |  |  | 0.75037 | 0.78055 | 0.77974 | 0.77777 | 0.77777 | 0.77777 | 0.77777 | 0.77777 | 0.77777 | 0.77777 | 0.77777 | 0.77777 | 0.77777 | 0.77777 | 0.77777 | 0.77777 | 0.77777 | 0.77777 | 0.77777 | 0.77777 | 0.77777 | 0.77777 | 0.77777 | 0.77777 | 0.77777 | 0.77777 | 0.77777 | 0.77777 | 0.77777 | 0.77777 | 0.77777 | 0.77777 | 0.77777 | 0.77777 | 0.77777 | 0.77777 | 0.77777 | 0.77777 | 0.77777 | 0.77777 | 0.77777 | 0.77777 | 0.77777 | 0.77777 | 0.77777 | 0.77777 | 0.77777 | 0.77777 | 0.77777 | 0.77777 | 0.77777 | 0.77777 | 0.77777 | 0.77777
Reference | 20_USA | POW_Gas_CHP | WW0812 |  |  | 0.75037 | 0.78055 | 0.77974 | 0.77777 | 0.77777 | 0.77777 | 0.77777 | 0.77777 | 0.77777 | 0.77777 | 0.77777 | 0.77777 | 0.77777 | 0.77777 | 0.77777 | 0.77777 | 0.77777 | 0.77777 | 0.77777 | 0.77777 | 0.77777 | 0.77777 | 0.77777 | 0.77777 | 0.77777 | 0.77777 | 0.77777 | 0.77777 | 0.77777 | 0.77777 | 0.77777 | 0.77777 | 0.77777 | 0.77777 | 0.77777 | 0.77777 | 0.77777 | 0.77777 | 0.77777 | 0.77777 | 0.77777 | 0.77777 | 0.77777 | 0.77777 | 0.77777 | 0.77777 | 0.77777 | 0.77777 | 0.77777 | 0.77777 | 0.77777 | 0.77777 | 0.77777 | 0.77777
Reference | 20_USA | POW_Gas_CHP | WW1216 |  |  | 0.75037 | 0.78055 | 0.77974 | 0.77777 | 0.77777 | 0.77777 | 0.77777 | 0.77777 | 0.77777 | 0.77777 | 0.77777 | 0.77777 | 0.77777 | 0.77777 | 0.77777 | 0.77777 | 0.77777 | 0.77777 | 0.77777 | 0.77777 | 0.77777 | 0.77777 | 0.77777 | 0.77777 | 0.77777 | 0.77777 | 0.77777 | 0.77777 | 0.77777 | 0.77777 | 0.77777 | 0.77777 | 0.77777 | 0.77777 | 0.77777 | 0.77777 | 0.77777 | 0.77777 | 0.77777 | 0.77777 | 0.77777 | 0.77777 | 0.77777 | 0.77777 | 0.77777 | 0.77777 | 0.77777 | 0.77777 | 0.77777 | 0.77777 | 0.77777 | 0.77777 | 0.77777 | 0.77777
Reference | 20_USA | POW_Gas_CHP | WW1620 |  |  | 0.75037 | 0.78055 | 0.77974 | 0.77777 | 0.77777 | 0.77777 | 0.77777 | 0.77777 | 0.77777 | 0.77777 | 0.77777 | 0.77777 | 0.77777 | 0.77777 | 0.77777 | 0.77777 | 0.77777 | 0.77777 | 0.77777 | 0.77777 | 0.77777 | 0.77777 | 0.77777 | 0.77777 | 0.77777 | 0.77777 | 0.77777 | 0.77777 | 0.77777 | 0.77777 | 0.77777 | 0.77777 | 0.77777 | 0.77777 | 0.77777 | 0.77777 | 0.77777 | 0.77777 | 0.77777 | 0.77777 | 0.77777 | 0.77777 | 0.77777 | 0.77777 | 0.77777 | 0.77777 | 0.77777 | 0.77777 | 0.77777 | 0.77777 | 0.77777 | 0.77777 | 0.77777 | 0.77777
Reference | 20_USA | POW_Gas_CHP | WW2024 |  |  | 0.75037 | 0.78055 | 0.77974 | 0.77777 | 0.77777 | 0.77777 | 0.77777 | 0.77777 | 0.77777 | 0.77777 | 0.77777 | 0.77777 | 0.77777 | 0.77777 | 0.77777 | 0.77777 | 0.77777 | 0.77777 | 0.77777 | 0.77777 | 0.77777 | 0.77777 | 0.77777 | 0.77777 | 0.77777 | 0.77777 | 0.77777 | 0.77777 | 0.77777 | 0.77777 | 0.77777 | 0.77777 | 0.77777 | 0.77777 | 0.77777 | 0.77777 | 0.77777 | 0.77777 | 0.77777 | 0.77777 | 0.77777 | 0.77777 | 0.77777 | 0.77777 | 0.77777 | 0.77777 | 0.77777 | 0.77777 | 0.77777 | 0.77777 | 0.77777 | 0.77777 | 0.77777 | 0.77777
Reference | 20_USA | POW_Gas_CHP | WH0004 |  |  | 0.75037 | 0.78055 | 0.77974 | 0.77777 | 0.77777 | 0.77777 | 0.77777 | 0.77777 | 0.77777 | 0.77777 | 0.77777 | 0.77777 | 0.77777 | 0.77777 | 0.77777 | 0.77777 | 0.77777 | 0.77777 | 0.77777 | 0.77777 | 0.77777 | 0.77777 | 0.77777 | 0.77777 | 0.77777 | 0.77777 | 0.77777 | 0.77777 | 0.77777 | 0.77777 | 0.77777 | 0.77777 | 0.77777 | 0.77777 | 0.77777 | 0.77777 | 0.77777 | 0.77777 | 0.77777 | 0.77777 | 0.77777 | 0.77777 | 0.77777 | 0.77777 | 0.77777 | 0.77777 | 0.77777 | 0.77777 | 0.77777 | 0.77777 | 0.77777 | 0.77777 | 0.77777 | 0.77777
Reference | 20_USA | POW_Gas_CHP | WH0408 |  |  | 0.75037 | 0.78055 | 0.77974 | 0.77777 | 0.77777 | 0.77777 | 0.77777 | 0.77777 | 0.77777 | 0.77777 | 0.77777 | 0.77777 | 0.77777 | 0.77777 | 0.77777 | 0.77777 | 0.77777 | 0.77777 | 0.77777 | 0.77777 | 0.77777 | 0.77777 | 0.77777 | 0.77777 | 0.77777 | 0.77777 | 0.77777 | 0.77777 | 0.77777 | 0.77777 | 0.77777 | 0.77777 | 0.77777 | 0.77777 | 0.77777 | 0.77777 | 0.77777 | 0.77777 | 0.77777 | 0.77777 | 0.77777 | 0.77777 | 0.77777 | 0.77777 | 0.77777 | 0.77777 | 0.77777 | 0.77777 | 0.77777 | 0.77777 | 0.77777 | 0.77777 | 0.77777 | 0.77777
Reference | 20_USA | POW_Gas_CHP | WH0812 |  |  | 0.75037 | 0.78055 | 0.77974 | 0.77777 | 0.77777 | 0.77777 | 0.77777 | 0.77777 | 0.77777 | 0.77777 | 0.77777 | 0.77777 | 0.77777 | 0.77777 | 0.77777 | 0.77777 | 0.77777 | 0.77777 | 0.77777 | 0.77777 | 0.77777 | 0.77777 | 0.77777 | 0.77777 | 0.77777 | 0.77777 | 0.77777 | 0.77777 | 0.77777 | 0.77777 | 0.77777 | 0.77777 | 0.77777 | 0.77777 | 0.77777 | 0.77777 | 0.77777 | 0.77777 | 0.77777 | 0.77777 | 0.77777 | 0.77777 | 0.77777 | 0.77777 | 0.77777 | 0.77777 | 0.77777 | 0.77777 | 0.77777 | 0.77777 | 0.77777 | 0.77777 | 0.77777 | 0.77777
Reference | 20_USA | POW_Gas_CHP | WH1216 |  |  | 0.75037 | 0.78055 | 0.77974 | 0.77777 | 0.77777 | 0.77777 | 0.77777 | 0.77777 | 0.77777 | 0.77777 | 0.77777 | 0.77777 | 0.77777 | 0.77777 | 0.77777 | 0.77777 | 0.77777 | 0.77777 | 0.77777 | 0.77777 | 0.77777 | 0.77777 | 0.77777 | 0.77777 | 0.77777 | 0.77777 | 0.77777 | 0.77777 | 0.77777 | 0.77777 | 0.77777 | 0.77777 | 0.77777 | 0.77777 | 0.77777 | 0.77777 | 0.77777 | 0.77777 | 0.77777 | 0.77777 | 0.77777 | 0.77777 | 0.77777 | 0.77777 | 0.77777 | 0.77777 | 0.77777 | 0.77777 | 0.77777 | 0.77777 | 0.77777 | 0.77777 | 0.77777 | 0.77777
Reference | 20_USA | POW_Gas_CHP | WH1620 |  |  | 0.75037 | 0.78055 | 0.77974 | 0.77777 | 0.77777 | 0.77777 | 0.77777 | 0.77777 | 0.77777 | 0.77777 | 0.77777 | 0.77777 | 0.77777 | 0.77777 | 0.77777 | 0.77777 | 0.77777 | 0.77777 | 0.77777 | 0.77777 | 0.77777 | 0.77777 | 0.77777 | 0.77777 | 0.77777 | 0.77777 | 0.77777 | 0.77777 | 0.77777 | 0.77777 | 0.77777 | 0.77777 | 0.77777 | 0.77777 | 0.77777 | 0.77777 | 0.77777 | 0.77777 | 0.77777 | 0.77777 | 0.77777 | 0.77777 | 0.77777 | 0.77777 | 0.77777 | 0.77777 | 0.77777 | 0.77777 | 0.77777 | 0.77777 | 0.77777 | 0.77777 | 0.77777 | 0.77777
Reference | 20_USA | POW_Gas_CHP | WH2024 |  |  | 0.75037 | 0.78055 | 0.77974 | 0.77777 | 0.77777 | 0.77777 | 0.77777 | 0.77777 | 0.77777 | 0.77777 | 0.77777 | 0.77777 | 0.77777 | 0.77777 | 0.77777 | 0.77777 | 0.77777 | 0.77777 | 0.77777 | 0.77777 | 0.77777 | 0.77777 | 0.77777 | 0.77777 | 0.77777 | 0.77777 | 0.77777 | 0.77777 | 0.77777 | 0.77777 | 0.77777 | 0.77777 | 0.77777 | 0.77777 | 0.77777 | 0.77777 | 0.77777 | 0.77777 | 0.77777 | 0.77777 | 0.77777 | 0.77777 | 0.77777 | 0.77777 | 0.77777 | 0.77777 | 0.77777 | 0.77777 | 0.77777 | 0.77777 | 0.77777 | 0.77777 | 0.77777 | 0.77777
Reference | 20_USA | POW_Gas_CHP | IW0004 |  |  | 0.75037 | 0.78055 | 0.77974 | 0.77777 | 0.77777 | 0.77777 | 0.77777 | 0.77777 | 0.77777 | 0.77777 | 0.77777 | 0.77777 | 0.77777 | 0.77777 | 0.77777 | 0.77777 | 0.77777 | 0.77777 | 0.77777 | 0.77777 | 0.77777 | 0.77777 | 0.77777 | 0.77777 | 0.77777 | 0.77777 | 0.77777 | 0.77777 | 0.77777 | 0.77777 | 0.77777 | 0.77777 | 0.77777 | 0.77777 | 0.77777 | 0.77777 | 0.77777 | 0.77777 | 0.77777 | 0.77777 | 0.77777 | 0.77777 | 0.77777 | 0.77777 | 0.77777 | 0.77777 | 0.77777 | 0.77777 | 0.77777 | 0.77777 | 0.77777 | 0.77777 | 0.77777 | 0.77777
Reference | 20_USA | POW_Gas_CHP | IW0408 |  |  | 0.75037 | 0.78055 | 0.77974 | 0.77777 | 0.77777 | 0.77777 | 0.77777 | 0.77777 | 0.77777 | 0.77777 | 0.77777 | 0.77777 | 0.77777 | 0.77777 | 0.77777 | 0.77777 | 0.77777 | 0.77777 | 0.77777 | 0.77777 | 0.77777 | 0.77777 | 0.77777 | 0.77777 | 0.77777 | 0.77777 | 0.77777 | 0.77777 | 0.77777 | 0.77777 | 0.77777 | 0.77777 | 0.77777 | 0.77777 | 0.77777 | 0.77777 | 0.77777 | 0.77777 | 0.77777 | 0.77777 | 0.77777 | 0.77777 | 0.77777 | 0.77777 | 0.77777 | 0.77777 | 0.77777 | 0.77777 | 0.77777 | 0.77777 | 0.77777 | 0.77777 | 0.77777 | 0.77777
Reference | 20_USA | POW_Gas_CHP | IW0812 |  |  | 0.75037 | 0.78055 | 0.77974 | 0.77777 | 0.77777 | 0.77777 | 0.77777 | 0.77777 | 0.77777 | 0.77777 | 0.77777 | 0.77777 | 0.77777 | 0.77777 | 0.77777 | 0.77777 | 0.77777 | 0.77777 | 0.77777 | 0.77777 | 0.77777 | 0.77777 | 0.77777 | 0.77777 | 0.77777 | 0.77777 | 0.77777 | 0.77777 | 0.77777 | 0.77777 | 0.77777 | 0.77777 | 0.77777 | 0.77777 | 0.77777 | 0.77777 | 0.77777 | 0.77777 | 0.77777 | 0.77777 | 0.77777 | 0.77777 | 0.77777 | 0.77777 | 0.77777 | 0.77777 | 0.77777 | 0.77777 | 0.77777 | 0.77777 | 0.77777 | 0.77777 | 0.77777 | 0.77777
Reference | 20_USA | POW_Gas_CHP | IW1216 |  |  | 0.75037 | 0.78055 | 0.77974 | 0.77777 | 0.77777 | 0.77777 | 0.77777 | 0.77777 | 0.77777 | 0.77777 | 0.77777 | 0.77777 | 0.77777 | 0.77777 | 0.77777 | 0.77777 | 0.77777 | 0.77777 | 0.77777 | 0.77777 | 0.77777 | 0.77777 | 0.77777 | 0.77777 | 0.77777 | 0.77777 | 0.77777 | 0.77777 | 0.77777 | 0.77777 | 0.77777 | 0.77777 | 0.77777 | 0.77777 | 0.77777 | 0.77777 | 0.77777 | 0.77777 | 0.77777 | 0.77777 | 0.77777 | 0.77777 | 0.77777 | 0.77777 | 0.77777 | 0.77777 | 0.77777 | 0.77777 | 0.77777 | 0.77777 | 0.77777 | 0.77777 | 0.77777 | 0.77777
Reference | 20_USA | POW_Gas_CHP | IW1620 |  |  | 0.75037 | 0.78055 | 0.77974 | 0.77777 | 0.77777 | 0.77777 | 0.77777 | 0.77777 | 0.77777 | 0.77777 | 0.77777 | 0.77777 | 0.77777 | 0.77777 | 0.77777 | 0.77777 | 0.77777 | 0.77777 | 0.77777 | 0.77777 | 0.77777 | 0.77777 | 0.77777 | 0.77777 | 0.77777 | 0.77777 | 0.77777 | 0.77777 | 0.77777 | 0.77777 | 0.77777 | 0.77777 | 0.77777 | 0.77777 | 0.77777 | 0.77777 | 0.77777 | 0.77777 | 0.77777 | 0.77777 | 0.77777 | 0.77777 | 0.77777 | 0.77777 | 0.77777 | 0.77777 | 0.77777 | 0.77777 | 0.77777 | 0.77777 | 0.77777 | 0.77777 | 0.77777 | 0.77777
Reference | 20_USA | POW_Gas_CHP | IW2024 |  |  | 0.75037 | 0.78055 | 0.77974 | 0.77777 | 0.77777 | 0.77777 | 0.77777 | 0.77777 | 0.77777 | 0.77777 | 0.77777 | 0.77777 | 0.77777 | 0.77777 | 0.77777 | 0.77777 | 0.77777 | 0.77777 | 0.77777 | 0.77777 | 0.77777 | 0.77777 | 0.77777 | 0.77777 | 0.77777 | 0.77777 | 0.77777 | 0.77777 | 0.77777 | 0.77777 | 0.77777 | 0.77777 | 0.77777 | 0.77777 | 0.77777 | 0.77777 | 0.77777 | 0.77777 | 0.77777 | 0.77777 | 0.77777 | 0.77777 | 0.77777 | 0.77777 | 0.77777 | 0.77777 | 0.77777 | 0.77777 | 0.77777 | 0.77777 | 0.77777 | 0.77777 | 0.77777 | 0.77777
Reference | 20_USA | POW_Gas_CHP | IH0004 |  |  | 0.75037 | 0.78055 | 0.77974 | 0.77777 | 0.77777 | 0.77777 | 0.77777 | 0.77777 | 0.77777 | 0.77777 | 0.77777 | 0.77777 | 0.77777 | 0.77777 | 0.77777 | 0.77777 | 0.77777 | 0.77777 | 0.77777 | 0.77777 | 0.77777 | 0.77777 | 0.77777 | 0.77777 | 0.77777 | 0.77777 | 0.77777 | 0.77777 | 0.77777 | 0.77777 | 0.77777 | 0.77777 | 0.77777 | 0.77777 | 0.77777 | 0.77777 | 0.77777 | 0.77777 | 0.77777 | 0.77777 | 0.77777 | 0.77777 | 0.77777 | 0.77777 | 0.77777 | 0.77777 | 0.77777 | 0.77777 | 0.77777 | 0.77777 | 0.77777 | 0.77777 | 0.77777 | 0.77777
Reference | 20_USA | POW_Gas_CHP | IH0408 |  |  | 0.75037 | 0.78055 | 0.77974 | 0.77777 | 0.77777 | 0.77777 | 0.77777 | 0.77777 | 0.77777 | 0.77777 | 0.77777 | 0.77777 | 0.77777 | 0.77777 | 0.77777 | 0.77777 | 0.77777 | 0.77777 | 0.77777 | 0.77777 | 0.77777 | 0.77777 | 0.77777 | 0.77777 | 0.77777 | 0.77777 | 0.77777 | 0.77777 | 0.77777 | 0.77777 | 0.77777 | 0.77777 | 0.77777 | 0.77777 | 0.77777 | 0.77777 | 0.77777 | 0.77777 | 0.77777 | 0.77777 | 0.77777 | 0.77777 | 0.77777 | 0.77777 | 0.77777 | 0.77777 | 0.77777 | 0.77777 | 0.77777 | 0.77777 | 0.77777 | 0.77777 | 0.77777 | 0.77777
Reference | 20_USA | POW_Gas_CHP | IH0812 |  |  | 0.75037 | 0.78055 | 0.77974 | 0.77777 | 0.77777 | 0.77777 | 0.77777 | 0.77777 | 0.77777 | 0.77777 | 0.77777 | 0.77777 | 0.77777 | 0.77777 | 0.77777 | 0.77777 | 0.77777 | 0.77777 | 0.77777 | 0.77777 | 0.77777 | 0.77777 | 0.77777 | 0.77777 | 0.77777 | 0.77777 | 0.77777 | 0.77777 | 0.77777 | 0.77777 | 0.77777 | 0.77777 | 0.77777 | 0.77777 | 0.77777 | 0.77777 | 0.77777 | 0.77777 | 0.77777 | 0.77777 | 0.77777 | 0.77777 | 0.77777 | 0.77777 | 0.77777 | 0.77777 | 0.77777 | 0.77777 | 0.77777 | 0.77777 | 0.77777 | 0.77777 | 0.77777 | 0.77777
Reference | 20_USA | POW_Gas_CHP | IH1216 |  |  | 0.75037 | 0.78055 | 0.77974 | 0.77777 | 0.77777 | 0.77777 | 0.77777 | 0.77777 | 0.77777 | 0.77777 | 0.77777 | 0.77777 | 0.77777 | 0.77777 | 0.77777 | 0.77777 | 0.77777 | 0.77777 | 0.77777 | 0.77777 | 0.77777 | 0.77777 | 0.77777 | 0.77777 | 0.77777 | 0.77777 | 0.77777 | 0.77777 | 0.77777 | 0.77777 | 0.77777 | 0.77777 | 0.77777 | 0.77777 | 0.77777 | 0.77777 | 0.77777 | 0.77777 | 0.77777 | 0.77777 | 0.77777 | 0.77777 | 0.77777 | 0.77777 | 0.77777 | 0.77777 | 0.77777 | 0.77777 | 0.77777 | 0.77777 | 0.77777 | 0.77777 | 0.77777 | 0.77777
Reference | 20_USA | POW_Gas_CHP | IH1620 |  |  | 0.75037 | 0.78055 | 0.77974 | 0.77777 | 0.77777 | 0.77777 | 0.77777 | 0.77777 | 0.77777 | 0.77777 | 0.77777 | 0.77777 | 0.77777 | 0.77777 | 0.77777 | 0.77777 | 0.77777 | 0.77777 | 0.77777 | 0.77777 | 0.77777 | 0.77777 | 0.77777 | 0.77777 | 0.77777 | 0.77777 | 0.77777 | 0.77777 | 0.77777 | 0.77777 | 0.77777 | 0.77777 | 0.77777 | 0.77777 | 0.77777 | 0.77777 | 0.77777 | 0.77777 | 0.77777 | 0.77777 | 0.77777 | 0.77777 | 0.77777 | 0.77777 | 0.77777 | 0.77777 | 0.77777 | 0.77777 | 0.77777 | 0.77777 | 0.77777 | 0.77777 | 0.77777 | 0.77777
Reference | 20_USA | POW_Gas_CHP | IH2024 |  |  | 0.75037 | 0.78055 | 0.77974 | 0.77777 | 0.77777 | 0.77777 | 0.77777 | 0.77777 | 0.77777 | 0.77777 | 0.77777 | 0.77777 | 0.77777 | 0.77777 | 0.77777 | 0.77777 | 0.77777 | 0.77777 | 0.77777 | 0.77777 | 0.77777 | 0.77777 | 0.77777 | 0.77777 | 0.77777 | 0.77777 | 0.77777 | 0.77777 | 0.77777 | 0.77777 | 0.77777 | 0.77777 | 0.77777 | 0.77777 | 0.77777 | 0.77777 | 0.77777 | 0.77777 | 0.77777 | 0.77777 | 0.77777 | 0.77777 | 0.77777 | 0.77777 | 0.77777 | 0.77777 | 0.77777 | 0.77777 | 0.77777 | 0.77777 | 0.77777 | 0.77777 | 0.77777 | 0.77777
Reference | 20_USA | POW_Gas_CHP | SW0004 |  |  | 0.75037 | 0.78055 | 0.77974 | 0.77777 | 0.77777 | 0.77777 | 0.77777 | 0.77777 | 0.77777 | 0.77777 | 0.77777 | 0.77777 | 0.77777 | 0.77777 | 0.77777 | 0.77777 | 0.77777 | 0.77777 | 0.77777 | 0.77777 | 0.77777 | 0.77777 | 0.77777 | 0.77777 | 0.77777 | 0.77777 | 0.77777 | 0.77777 | 0.77777 | 0.77777 | 0.77777 | 0.77777 | 0.77777 | 0.77777 | 0.77777 | 0.77777 | 0.77777 | 0.77777 | 0.77777 | 0.77777 | 0.77777 | 0.77777 | 0.77777 | 0.77777 | 0.77777 | 0.77777 | 0.77777 | 0.77777 | 0.77777 | 0.77777 | 0.77777 | 0.77777 | 0.77777 | 0.77777
Reference | 20_USA | POW_Gas_CHP | SW0408 |  |  | 0.75037 | 0.78055 | 0.77974 | 0.77777 | 0.77777 | 0.77777 | 0.77777 | 0.77777 | 0.77777 | 0.77777 | 0.77777 | 0.77777 | 0.77777 | 0.77777 | 0.77777 | 0.77777 | 0.77777 | 0.77777 | 0.77777 | 0.77777 | 0.77777 | 0.77777 | 0.77777 | 0.77777 | 0.77777 | 0.77777 | 0.77777 | 0.77777 | 0.77777 | 0.77777 | 0.77777 | 0.77777 | 0.77777 | 0.77777 | 0.77777 | 0.77777 | 0.77777 | 0.77777 | 0.77777 | 0.77777 | 0.77777 | 0.77777 | 0.77777 | 0.77777 | 0.77777 | 0.77777 | 0.77777 | 0.77777 | 0.77777 | 0.77777 | 0.77777 | 0.77777 | 0.77777 | 0.77777
Reference | 20_USA | POW_Gas_CHP | SW0812 |  |  | 0.75037 | 0.78055 | 0.77974 | 0.77777 | 0.77777 | 0.77777 | 0.77777 | 0.77777 | 0.77777 | 0.77777 | 0.77777 | 0.77777 | 0.77777 | 0.77777 | 0.77777 | 0.77777 | 0.77777 | 0.77777 | 0.77777 | 0.77777 | 0.77777 | 0.77777 | 0.77777 | 0.77777 | 0.77777 | 0.77777 | 0.77777 | 0.77777 | 0.77777 | 0.77777 | 0.77777 | 0.77777 | 0.77777 | 0.77777 | 0.77777 | 0.77777 | 0.77777 | 0.77777 | 0.77777 | 0.77777 | 0.77777 | 0.77777 | 0.77777 | 0.77777 | 0.77777 | 0.77777 | 0.77777 | 0.77777 | 0.77777 | 0.77777 | 0.77777 | 0.77777 | 0.77777 | 0.77777
Reference | 20_USA | POW_Gas_CHP | SW1216 |  |  | 0.75037 | 0.78055 | 0.77974 | 0.77777 | 0.77777 | 0.77777 | 0.77777 | 0.77777 | 0.77777 | 0.77777 | 0.77777 | 0.77777 | 0.77777 | 0.77777 | 0.77777 | 0.77777 | 0.77777 | 0.77777 | 0.77777 | 0.77777 | 0.77777 | 0.77777 | 0.77777 | 0.77777 | 0.77777 | 0.77777 | 0.77777 | 0.77777 | 0.77777 | 0.77777 | 0.77777 | 0.77777 | 0.77777 | 0.77777 | 0.77777 | 0.77777 | 0.77777 | 0.77777 | 0.77777 | 0.77777 | 0.77777 | 0.77777 | 0.77777 | 0.77777 | 0.77777 | 0.77777 | 0.77777 | 0.77777 | 0.77777 | 0.77777 | 0.77777 | 0.77777 | 0.77777 | 0.77777
Reference | 20_USA | POW_Gas_CHP | SW1620 |  |  | 0.75037 | 0.78055 | 0.77974 | 0.77777 | 0.77777 | 0.77777 | 0.77777 | 0.77777 | 0.77777 | 0.77777 | 0.77777 | 0.77777 | 0.77777 | 0.77777 | 0.77777 | 0.77777 | 0.77777 | 0.77777 | 0.77777 | 0.77777 | 0.77777 | 0.77777 | 0.77777 | 0.77777 | 0.77777 | 0.77777 | 0.77777 | 0.77777 | 0.77777 | 0.77777 | 0.77777 | 0.77777 | 0.77777 | 0.77777 | 0.77777 | 0.77777 | 0.77777 | 0.77777 | 0.77777 | 0.77777 | 0.77777 | 0.77777 | 0.77777 | 0.77777 | 0.77777 | 0.77777 | 0.77777 | 0.77777 | 0.77777 | 0.77777 | 0.77777 | 0.77777 | 0.77777 | 0.77777
Reference | 20_USA | POW_Gas_CHP | SW2024 |  |  | 0.75037 | 0.78055 | 0.77974 | 0.77777 | 0.77777 | 0.77777 | 0.77777 | 0.77777 | 0.77777 | 0.77777 | 0.77777 | 0.77777 | 0.77777 | 0.77777 | 0.77777 | 0.77777 | 0.77777 | 0.77777 | 0.77777 | 0.77777 | 0.77777 | 0.77777 | 0.77777 | 0.77777 | 0.77777 | 0.77777 | 0.77777 | 0.77777 | 0.77777 | 0.77777 | 0.77777 | 0.77777 | 0.77777 | 0.77777 | 0.77777 | 0.77777 | 0.77777 | 0.77777 | 0.77777 | 0.77777 | 0.77777 | 0.77777 | 0.77777 | 0.77777 | 0.77777 | 0.77777 | 0.77777 | 0.77777 | 0.77777 | 0.77777 | 0.77777 | 0.77777 | 0.77777 | 0.77777
Reference | 20_USA | POW_Gas_CHP | SH0004 |  |  | 0.75037 | 0.78055 | 0.77974 | 0.77777 | 0.77777 | 0.77777 | 0.77777 | 0.77777 | 0.77777 | 0.77777 | 0.77777 | 0.77777 | 0.77777 | 0.77777 | 0.77777 | 0.77777 | 0.77777 | 0.77777 | 0.77777 | 0.77777 | 0.77777 | 0.77777 | 0.77777 | 0.77777 | 0.77777 | 0.77777 | 0.77777 | 0.77777 | 0.77777 | 0.77777 | 0.77777 | 0.77777 | 0.77777 | 0.77777 | 0.77777 | 0.77777 | 0.77777 | 0.77777 | 0.77777 | 0.77777 | 0.77777 | 0.77777 | 0.77777 | 0.77777 | 0.77777 | 0.77777 | 0.77777 | 0.77777 | 0.77777 | 0.77777 | 0.77777 | 0.77777 | 0.77777 | 0.77777
Reference | 20_USA | POW_Gas_CHP | SH0408 |  |  | 0.75037 | 0.78055 | 0.77974 | 0.77777 | 0.77777 | 0.77777 | 0.77777 | 0.77777 | 0.77777 | 0.77777 | 0.77777 | 0.77777 | 0.77777 | 0.77777 | 0.77777 | 0.77777 | 0.77777 | 0.77777 | 0.77777 | 0.77777 | 0.77777 | 0.77777 | 0.77777 | 0.77777 | 0.77777 | 0.77777 | 0.77777 | 0.77777 | 0.77777 | 0.77777 | 0.77777 | 0.77777 | 0.77777 | 0.77777 | 0.77777 | 0.77777 | 0.77777 | 0.77777 | 0.77777 | 0.77777 | 0.77777 | 0.77777 | 0.77777 | 0.77777 | 0.77777 | 0.77777 | 0.77777 | 0.77777 | 0.77777 | 0.77777 | 0.77777 | 0.77777 | 0.77777 | 0.77777
Reference | 20_USA | POW_Gas_CHP | SH0812 |  |  | 0.75037 | 0.78055 | 0.77974 | 0.77777 | 0.77777 | 0.77777 | 0.77777 | 0.77777 | 0.77777 | 0.77777 | 0.77777 | 0.77777 | 0.77777 | 0.77777 | 0.77777 | 0.77777 | 0.77777 | 0.77777 | 0.77777 | 0.77777 | 0.77777 | 0.77777 | 0.77777 | 0.77777 | 0.77777 | 0.77777 | 0.77777 | 0.77777 | 0.77777 | 0.77777 | 0.77777 | 0.77777 | 0.77777 | 0.77777 | 0.77777 | 0.77777 | 0.77777 | 0.77777 | 0.77777 | 0.77777 | 0.77777 | 0.77777 | 0.77777 | 0.77777 | 0.77777 | 0.77777 | 0.77777 | 0.77777 | 0.77777 | 0.77777 | 0.77777 | 0.77777 | 0.77777 | 0.77777
Reference | 20_USA | POW_Gas_CHP | SH1216 |  |  | 0.75037 | 0.78055 | 0.77974 | 0.77777 | 0.77777 | 0.77777 | 0.77777 | 0.77777 | 0.77777 | 0.77777 | 0.77777 | 0.77777 | 0.77777 | 0.77777 | 0.77777 | 0.77777 | 0.77777 | 0.77777 | 0.77777 | 0.77777 | 0.77777 | 0.77777 | 0.77777 | 0.77777 | 0.77777 | 0.77777 | 0.77777 | 0.77777 | 0.77777 | 0.77777 | 0.77777 | 0.77777 | 0.77777 | 0.77777 | 0.77777 | 0.77777 | 0.77777 | 0.77777 | 0.77777 | 0.77777 | 0.77777 | 0.77777 | 0.77777 | 0.77777 | 0.77777 | 0.77777 | 0.77777 | 0.77777 | 0.77777 | 0.77777 | 0.77777 | 0.77777 | 0.77777 | 0.77777
Reference | 20_USA | POW_Gas_CHP | SH1620 |  |  | 0.75037 | 0.78055 | 0.77974 | 0.77777 | 0.77777 | 0.77777 | 0.77777 | 0.77777 | 0.77777 | 0.77777 | 0.77777 | 0.77777 | 0.77777 | 0.77777 | 0.77777 | 0.77777 | 0.77777 | 0.77777 | 0.77777 | 0.77777 | 0.77777 | 0.77777 | 0.77777 | 0.77777 | 0.77777 | 0.77777 | 0.77777 | 0.77777 | 0.77777 | 0.77777 | 0.77777 | 0.77777 | 0.77777 | 0.77777 | 0.77777 | 0.77777 | 0.77777 | 0.77777 | 0.77777 | 0.77777 | 0.77777 | 0.77777 | 0.77777 | 0.77777 | 0.77777 | 0.77777 | 0.77777 | 0.77777 | 0.77777 | 0.77777 | 0.77777 | 0.77777 | 0.77777 | 0.77777
Reference | 20_USA | POW_Gas_CHP | SH2024 |  |  | 0.75037 | 0.78055 | 0.77974 | 0.77777 | 0.77777 | 0.77777 | 0.77777 | 0.77777 | 0.77777 | 0.77777 | 0.77777 | 0.77777 | 0.77777 | 0.77777 | 0.77777 | 0.77777 | 0.77777 | 0.77777 | 0.77777 | 0.77777 | 0.77777 | 0.77777 | 0.77777 | 0.77777 | 0.77777 | 0.77777 | 0.77777 | 0.77777 | 0.77777 | 0.77777 | 0.77777 | 0.77777 | 0.77777 | 0.77777 | 0.77777 | 0.77777 | 0.77777 | 0.77777 | 0.77777 | 0.77777 | 0.77777 | 0.77777 | 0.77777 | 0.77777 | 0.77777 | 0.77777 | 0.77777 | 0.77777 | 0.77777 | 0.77777 | 0.77777 | 0.77777 | 0.77777 | 0.77777
Reference | 20_USA | POW_Coal_CHP | WW0004 |  |  | 0.47277 | 0.49018 | 0.41474 | 0.34084 | 0.5 | 0.5 | 0.5 | 0.5 | 0.5 | 0.5 | 0.5 | 0.5 | 0.5 | 0.5 | 0.5 | 0.5 | 0.5 | 0.5 | 0.5 | 0.5 | 0.5 | 0.5 | 0.5 | 0.5 | 0.5 | 0.5 | 0.5 | 0.5 | 0.5 | 0.5 | 0.5 | 0.5 | 0.5 | 0.5 | 0.5 | 0.5 | 0.5 | 0.5 | 0.5 | 0.5 | 0.5 | 0.5 | 0.5 | 0.5 | 0.5 | 0.5 | 0.5 | 0.5 | 0.5 | 0.5 | 0.5 | 0.5 | 0.5 | 0.5
Reference | 20_USA | POW_Coal_CHP | WW0408 |  |  | 0.47277 | 0.49018 | 0.41474 | 0.34084 | 0.5 | 0.5 | 0.5 | 0.5 | 0.5 | 0.5 | 0.5 | 0.5 | 0.5 | 0.5 | 0.5 | 0.5 | 0.5 | 0.5 | 0.5 | 0.5 | 0.5 | 0.5 | 0.5 | 0.5 | 0.5 | 0.5 | 0.5 | 0.5 | 0.5 | 0.5 | 0.5 | 0.5 | 0.5 | 0.5 | 0.5 | 0.5 | 0.5 | 0.5 | 0.5 | 0.5 | 0.5 | 0.5 | 0.5 | 0.5 | 0.5 | 0.5 | 0.5 | 0.5 | 0.5 | 0.5 | 0.5 | 0.5 | 0.5 | 0.5
Reference | 20_USA | POW_Coal_CHP | WW0812 |  |  | 0.47277 | 0.49018 | 0.41474 | 0.34084 | 0.5 | 0.5 | 0.5 | 0.5 | 0.5 | 0.5 | 0.5 | 0.5 | 0.5 | 0.5 | 0.5 | 0.5 | 0.5 | 0.5 | 0.5 | 0.5 | 0.5 | 0.5 | 0.5 | 0.5 | 0.5 | 0.5 | 0.5 | 0.5 | 0.5 | 0.5 | 0.5 | 0.5 | 0.5 | 0.5 | 0.5 | 0.5 | 0.5 | 0.5 | 0.5 | 0.5 | 0.5 | 0.5 | 0.5 | 0.5 | 0.5 | 0.5 | 0.5 | 0.5 | 0.5 | 0.5 | 0.5 | 0.5 | 0.5 | 0.5
Reference | 20_USA | POW_Coal_CHP | WW1216 |  |  | 0.47277 | 0.49018 | 0.41474 | 0.34084 | 0.5 | 0.5 | 0.5 | 0.5 | 0.5 | 0.5 | 0.5 | 0.5 | 0.5 | 0.5 | 0.5 | 0.5 | 0.5 | 0.5 | 0.5 | 0.5 | 0.5 | 0.5 | 0.5 | 0.5 | 0.5 | 0.5 | 0.5 | 0.5 | 0.5 | 0.5 | 0.5 | 0.5 | 0.5 | 0.5 | 0.5 | 0.5 | 0.5 | 0.5 | 0.5 | 0.5 | 0.5 | 0.5 | 0.5 | 0.5 | 0.5 | 0.5 | 0.5 | 0.5 | 0.5 | 0.5 | 0.5 | 0.5 | 0.5 | 0.5
Reference | 20_USA | POW_Coal_CHP | WW1620 |  |  | 0.47277 | 0.49018 | 0.41474 | 0.34084 | 0.5 | 0.5 | 0.5 | 0.5 | 0.5 | 0.5 | 0.5 | 0.5 | 0.5 | 0.5 | 0.5 | 0.5 | 0.5 | 0.5 | 0.5 | 0.5 | 0.5 | 0.5 | 0.5 | 0.5 | 0.5 | 0.5 | 0.5 | 0.5 | 0.5 | 0.5 | 0.5 | 0.5 | 0.5 | 0.5 | 0.5 | 0.5 | 0.5 | 0.5 | 0.5 | 0.5 | 0.5 | 0.5 | 0.5 | 0.5 | 0.5 | 0.5 | 0.5 | 0.5 | 0.5 | 0.5 | 0.5 | 0.5 | 0.5 | 0.5
Reference | 20_USA | POW_Coal_CHP | WW2024 |  |  | 0.47277 | 0.49018 | 0.41474 | 0.34084 | 0.5 | 0.5 | 0.5 | 0.5 | 0.5 | 0.5 | 0.5 | 0.5 | 0.5 | 0.5 | 0.5 | 0.5 | 0.5 | 0.5 | 0.5 | 0.5 | 0.5 | 0.5 | 0.5 | 0.5 | 0.5 | 0.5 | 0.5 | 0.5 | 0.5 | 0.5 | 0.5 | 0.5 | 0.5 | 0.5 | 0.5 | 0.5 | 0.5 | 0.5 | 0.5 | 0.5 | 0.5 | 0.5 | 0.5 | 0.5 | 0.5 | 0.5 | 0.5 | 0.5 | 0.5 | 0.5 | 0.5 | 0.5 | 0.5 | 0.5
Reference | 20_USA | POW_Coal_CHP | WH0004 |  |  | 0.47277 | 0.49018 | 0.41474 | 0.34084 | 0.5 | 0.5 | 0.5 | 0.5 | 0.5 | 0.5 | 0.5 | 0.5 | 0.5 | 0.5 | 0.5 | 0.5 | 0.5 | 0.5 | 0.5 | 0.5 | 0.5 | 0.5 | 0.5 | 0.5 | 0.5 | 0.5 | 0.5 | 0.5 | 0.5 | 0.5 | 0.5 | 0.5 | 0.5 | 0.5 | 0.5 | 0.5 | 0.5 | 0.5 | 0.5 | 0.5 | 0.5 | 0.5 | 0.5 | 0.5 | 0.5 | 0.5 | 0.5 | 0.5 | 0.5 | 0.5 | 0.5 | 0.5 | 0.5 | 0.5
Reference | 20_USA | POW_Coal_CHP | WH0408 |  |  | 0.47277 | 0.49018 | 0.41474 | 0.34084 | 0.5 | 0.5 | 0.5 | 0.5 | 0.5 | 0.5 | 0.5 | 0.5 | 0.5 | 0.5 | 0.5 | 0.5 | 0.5 | 0.5 | 0.5 | 0.5 | 0.5 | 0.5 | 0.5 | 0.5 | 0.5 | 0.5 | 0.5 | 0.5 | 0.5 | 0.5 | 0.5 | 0.5 | 0.5 | 0.5 | 0.5 | 0.5 | 0.5 | 0.5 | 0.5 | 0.5 | 0.5 | 0.5 | 0.5 | 0.5 | 0.5 | 0.5 | 0.5 | 0.5 | 0.5 | 0.5 | 0.5 | 0.5 | 0.5 | 0.5
Reference | 20_USA | POW_Coal_CHP | WH0812 |  |  | 0.47277 | 0.49018 | 0.41474 | 0.34084 | 0.5 | 0.5 | 0.5 | 0.5 | 0.5 | 0.5 | 0.5 | 0.5 | 0.5 | 0.5 | 0.5 | 0.5 | 0.5 | 0.5 | 0.5 | 0.5 | 0.5 | 0.5 | 0.5 | 0.5 | 0.5 | 0.5 | 0.5 | 0.5 | 0.5 | 0.5 | 0.5 | 0.5 | 0.5 | 0.5 | 0.5 | 0.5 | 0.5 | 0.5 | 0.5 | 0.5 | 0.5 | 0.5 | 0.5 | 0.5 | 0.5 | 0.5 | 0.5 | 0.5 | 0.5 | 0.5 | 0.5 | 0.5 | 0.5 | 0.5
Reference | 20_USA | POW_Coal_CHP | WH1216 |  |  | 0.47277 | 0.49018 | 0.41474 | 0.34084 | 0.5 | 0.5 | 0.5 | 0.5 | 0.5 | 0.5 | 0.5 | 0.5 | 0.5 | 0.5 | 0.5 | 0.5 | 0.5 | 0.5 | 0.5 | 0.5 | 0.5 | 0.5 | 0.5 | 0.5 | 0.5 | 0.5 | 0.5 | 0.5 | 0.5 | 0.5 | 0.5 | 0.5 | 0.5 | 0.5 | 0.5 | 0.5 | 0.5 | 0.5 | 0.5 | 0.5 | 0.5 | 0.5 | 0.5 | 0.5 | 0.5 | 0.5 | 0.5 | 0.5 | 0.5 | 0.5 | 0.5 | 0.5 | 0.5 | 0.5
Reference | 20_USA | POW_Coal_CHP | WH1620 |  |  | 0.47277 | 0.49018 | 0.41474 | 0.34084 | 0.5 | 0.5 | 0.5 | 0.5 | 0.5 | 0.5 | 0.5 | 0.5 | 0.5 | 0.5 | 0.5 | 0.5 | 0.5 | 0.5 | 0.5 | 0.5 | 0.5 | 0.5 | 0.5 | 0.5 | 0.5 | 0.5 | 0.5 | 0.5 | 0.5 | 0.5 | 0.5 | 0.5 | 0.5 | 0.5 | 0.5 | 0.5 | 0.5 | 0.5 | 0.5 | 0.5 | 0.5 | 0.5 | 0.5 | 0.5 | 0.5 | 0.5 | 0.5 | 0.5 | 0.5 | 0.5 | 0.5 | 0.5 | 0.5 | 0.5
Reference | 20_USA | POW_Coal_CHP | WH2024 |  |  | 0.47277 | 0.49018 | 0.41474 | 0.34084 | 0.5 | 0.5 | 0.5 | 0.5 | 0.5 | 0.5 | 0.5 | 0.5 | 0.5 | 0.5 | 0.5 | 0.5 | 0.5 | 0.5 | 0.5 | 0.5 | 0.5 | 0.5 | 0.5 | 0.5 | 0.5 | 0.5 | 0.5 | 0.5 | 0.5 | 0.5 | 0.5 | 0.5 | 0.5 | 0.5 | 0.5 | 0.5 | 0.5 | 0.5 | 0.5 | 0.5 | 0.5 | 0.5 | 0.5 | 0.5 | 0.5 | 0.5 | 0.5 | 0.5 | 0.5 | 0.5 | 0.5 | 0.5 | 0.5 | 0.5
Reference | 20_USA | POW_Coal_CHP | IW0004 |  |  | 0.47277 | 0.49018 | 0.41474 | 0.34084 | 0.5 | 0.5 | 0.5 | 0.5 | 0.5 | 0.5 | 0.5 | 0.5 | 0.5 | 0.5 | 0.5 | 0.5 | 0.5 | 0.5 | 0.5 | 0.5 | 0.5 | 0.5 | 0.5 | 0.5 | 0.5 | 0.5 | 0.5 | 0.5 | 0.5 | 0.5 | 0.5 | 0.5 | 0.5 | 0.5 | 0.5 | 0.5 | 0.5 | 0.5 | 0.5 | 0.5 | 0.5 | 0.5 | 0.5 | 0.5 | 0.5 | 0.5 | 0.5 | 0.5 | 0.5 | 0.5 | 0.5 | 0.5 | 0.5 | 0.5
Reference | 20_USA | POW_Coal_CHP | IW0408 |  |  | 0.47277 | 0.49018 | 0.41474 | 0.34084 | 0.5 | 0.5 | 0.5 | 0.5 | 0.5 | 0.5 | 0.5 | 0.5 | 0.5 | 0.5 | 0.5 | 0.5 | 0.5 | 0.5 | 0.5 | 0.5 | 0.5 | 0.5 | 0.5 | 0.5 | 0.5 | 0.5 | 0.5 | 0.5 | 0.5 | 0.5 | 0.5 | 0.5 | 0.5 | 0.5 | 0.5 | 0.5 | 0.5 | 0.5 | 0.5 | 0.5 | 0.5 | 0.5 | 0.5 | 0.5 | 0.5 | 0.5 | 0.5 | 0.5 | 0.5 | 0.5 | 0.5 | 0.5 | 0.5 | 0.5
Reference | 20_USA | POW_Coal_CHP | IW0812 |  |  | 0.47277 | 0.49018 | 0.41474 | 0.34084 | 0.5 | 0.5 | 0.5 | 0.5 | 0.5 | 0.5 | 0.5 | 0.5 | 0.5 | 0.5 | 0.5 | 0.5 | 0.5 | 0.5 | 0.5 | 0.5 | 0.5 | 0.5 | 0.5 | 0.5 | 0.5 | 0.5 | 0.5 | 0.5 | 0.5 | 0.5 | 0.5 | 0.5 | 0.5 | 0.5 | 0.5 | 0.5 | 0.5 | 0.5 | 0.5 | 0.5 | 0.5 | 0.5 | 0.5 | 0.5 | 0.5 | 0.5 | 0.5 | 0.5 | 0.5 | 0.5 | 0.5 | 0.5 | 0.5 | 0.5
Reference | 20_USA | POW_Coal_CHP | IW1216 |  |  | 0.47277 | 0.49018 | 0.41474 | 0.34084 | 0.5 | 0.5 | 0.5 | 0.5 | 0.5 | 0.5 | 0.5 | 0.5 | 0.5 | 0.5 | 0.5 | 0.5 | 0.5 | 0.5 | 0.5 | 0.5 | 0.5 | 0.5 | 0.5 | 0.5 | 0.5 | 0.5 | 0.5 | 0.5 | 0.5 | 0.5 | 0.5 | 0.5 | 0.5 | 0.5 | 0.5 | 0.5 | 0.5 | 0.5 | 0.5 | 0.5 | 0.5 | 0.5 | 0.5 | 0.5 | 0.5 | 0.5 | 0.5 | 0.5 | 0.5 | 0.5 | 0.5 | 0.5 | 0.5 | 0.5
Reference | 20_USA | POW_Coal_CHP | IW1620 |  |  | 0.47277 | 0.49018 | 0.41474 | 0.34084 | 0.5 | 0.5 | 0.5 | 0.5 | 0.5 | 0.5 | 0.5 | 0.5 | 0.5 | 0.5 | 0.5 | 0.5 | 0.5 | 0.5 | 0.5 | 0.5 | 0.5 | 0.5 | 0.5 | 0.5 | 0.5 | 0.5 | 0.5 | 0.5 | 0.5 | 0.5 | 0.5 | 0.5 | 0.5 | 0.5 | 0.5 | 0.5 | 0.5 | 0.5 | 0.5 | 0.5 | 0.5 | 0.5 | 0.5 | 0.5 | 0.5 | 0.5 | 0.5 | 0.5 | 0.5 | 0.5 | 0.5 | 0.5 | 0.5 | 0.5
Reference | 20_USA | POW_Coal_CHP | IW2024 |  |  | 0.47277 | 0.49018 | 0.41474 | 0.34084 | 0.5 | 0.5 | 0.5 | 0.5 | 0.5 | 0.5 | 0.5 | 0.5 | 0.5 | 0.5 | 0.5 | 0.5 | 0.5 | 0.5 | 0.5 | 0.5 | 0.5 | 0.5 | 0.5 | 0.5 | 0.5 | 0.5 | 0.5 | 0.5 | 0.5 | 0.5 | 0.5 | 0.5 | 0.5 | 0.5 | 0.5 | 0.5 | 0.5 | 0.5 | 0.5 | 0.5 | 0.5 | 0.5 | 0.5 | 0.5 | 0.5 | 0.5 | 0.5 | 0.5 | 0.5 | 0.5 | 0.5 | 0.5 | 0.5 | 0.5
Reference | 20_USA | POW_Coal_CHP | IH0004 |  |  | 0.47277 | 0.49018 | 0.41474 | 0.34084 | 0.5 | 0.5 | 0.5 | 0.5 | 0.5 | 0.5 | 0.5 | 0.5 | 0.5 | 0.5 | 0.5 | 0.5 | 0.5 | 0.5 | 0.5 | 0.5 | 0.5 | 0.5 | 0.5 | 0.5 | 0.5 | 0.5 | 0.5 | 0.5 | 0.5 | 0.5 | 0.5 | 0.5 | 0.5 | 0.5 | 0.5 | 0.5 | 0.5 | 0.5 | 0.5 | 0.5 | 0.5 | 0.5 | 0.5 | 0.5 | 0.5 | 0.5 | 0.5 | 0.5 | 0.5 | 0.5 | 0.5 | 0.5 | 0.5 | 0.5
Reference | 20_USA | POW_Coal_CHP | IH0408 |  |  | 0.47277 | 0.49018 | 0.41474 | 0.34084 | 0.5 | 0.5 | 0.5 | 0.5 | 0.5 | 0.5 | 0.5 | 0.5 | 0.5 | 0.5 | 0.5 | 0.5 | 0.5 | 0.5 | 0.5 | 0.5 | 0.5 | 0.5 | 0.5 | 0.5 | 0.5 | 0.5 | 0.5 | 0.5 | 0.5 | 0.5 | 0.5 | 0.5 | 0.5 | 0.5 | 0.5 | 0.5 | 0.5 | 0.5 | 0.5 | 0.5 | 0.5 | 0.5 | 0.5 | 0.5 | 0.5 | 0.5 | 0.5 | 0.5 | 0.5 | 0.5 | 0.5 | 0.5 | 0.5 | 0.5
Reference | 20_USA | POW_Coal_CHP | IH0812 |  |  | 0.47277 | 0.49018 | 0.41474 | 0.34084 | 0.5 | 0.5 | 0.5 | 0.5 | 0.5 | 0.5 | 0.5 | 0.5 | 0.5 | 0.5 | 0.5 | 0.5 | 0.5 | 0.5 | 0.5 | 0.5 | 0.5 | 0.5 | 0.5 | 0.5 | 0.5 | 0.5 | 0.5 | 0.5 | 0.5 | 0.5 | 0.5 | 0.5 | 0.5 | 0.5 | 0.5 | 0.5 | 0.5 | 0.5 | 0.5 | 0.5 | 0.5 | 0.5 | 0.5 | 0.5 | 0.5 | 0.5 | 0.5 | 0.5 | 0.5 | 0.5 | 0.5 | 0.5 | 0.5 | 0.5
Reference | 20_USA | POW_Coal_CHP | IH1216 |  |  | 0.47277 | 0.49018 | 0.41474 | 0.34084 | 0.5 | 0.5 | 0.5 | 0.5 | 0.5 | 0.5 | 0.5 | 0.5 | 0.5 | 0.5 | 0.5 | 0.5 | 0.5 | 0.5 | 0.5 | 0.5 | 0.5 | 0.5 | 0.5 | 0.5 | 0.5 | 0.5 | 0.5 | 0.5 | 0.5 | 0.5 | 0.5 | 0.5 | 0.5 | 0.5 | 0.5 | 0.5 | 0.5 | 0.5 | 0.5 | 0.5 | 0.5 | 0.5 | 0.5 | 0.5 | 0.5 | 0.5 | 0.5 | 0.5 | 0.5 | 0.5 | 0.5 | 0.5 | 0.5 | 0.5
Reference | 20_USA | POW_Coal_CHP | IH1620 |  |  | 0.47277 | 0.49018 | 0.41474 | 0.34084 | 0.5 | 0.5 | 0.5 | 0.5 | 0.5 | 0.5 | 0.5 | 0.5 | 0.5 | 0.5 | 0.5 | 0.5 | 0.5 | 0.5 | 0.5 | 0.5 | 0.5 | 0.5 | 0.5 | 0.5 | 0.5 | 0.5 | 0.5 | 0.5 | 0.5 | 0.5 | 0.5 | 0.5 | 0.5 | 0.5 | 0.5 | 0.5 | 0.5 | 0.5 | 0.5 | 0.5 | 0.5 | 0.5 | 0.5 | 0.5 | 0.5 | 0.5 | 0.5 | 0.5 | 0.5 | 0.5 | 0.5 | 0.5 | 0.5 | 0.5
Reference | 20_USA | POW_Coal_CHP | IH2024 |  |  | 0.47277 | 0.49018 | 0.41474 | 0.34084 | 0.5 | 0.5 | 0.5 | 0.5 | 0.5 | 0.5 | 0.5 | 0.5 | 0.5 | 0.5 | 0.5 | 0.5 | 0.5 | 0.5 | 0.5 | 0.5 | 0.5 | 0.5 | 0.5 | 0.5 | 0.5 | 0.5 | 0.5 | 0.5 | 0.5 | 0.5 | 0.5 | 0.5 | 0.5 | 0.5 | 0.5 | 0.5 | 0.5 | 0.5 | 0.5 | 0.5 | 0.5 | 0.5 | 0.5 | 0.5 | 0.5 | 0.5 | 0.5 | 0.5 | 0.5 | 0.5 | 0.5 | 0.5 | 0.5 | 0.5
Reference | 20_USA | POW_Coal_CHP | SW0004 |  |  | 0.47277 | 0.49018 | 0.41474 | 0.34084 | 0.5 | 0.5 | 0.5 | 0.5 | 0.5 | 0.5 | 0.5 | 0.5 | 0.5 | 0.5 | 0.5 | 0.5 | 0.5 | 0.5 | 0.5 | 0.5 | 0.5 | 0.5 | 0.5 | 0.5 | 0.5 | 0.5 | 0.5 | 0.5 | 0.5 | 0.5 | 0.5 | 0.5 | 0.5 | 0.5 | 0.5 | 0.5 | 0.5 | 0.5 | 0.5 | 0.5 | 0.5 | 0.5 | 0.5 | 0.5 | 0.5 | 0.5 | 0.5 | 0.5 | 0.5 | 0.5 | 0.5 | 0.5 | 0.5 | 0.5
Reference | 20_USA | POW_Coal_CHP | SW0408 |  |  | 0.47277 | 0.49018 | 0.41474 | 0.34084 | 0.5 | 0.5 | 0.5 | 0.5 | 0.5 | 0.5 | 0.5 | 0.5 | 0.5 | 0.5 | 0.5 | 0.5 | 0.5 | 0.5 | 0.5 | 0.5 | 0.5 | 0.5 | 0.5 | 0.5 | 0.5 | 0.5 | 0.5 | 0.5 | 0.5 | 0.5 | 0.5 | 0.5 | 0.5 | 0.5 | 0.5 | 0.5 | 0.5 | 0.5 | 0.5 | 0.5 | 0.5 | 0.5 | 0.5 | 0.5 | 0.5 | 0.5 | 0.5 | 0.5 | 0.5 | 0.5 | 0.5 | 0.5 | 0.5 | 0.5
Reference | 20_USA | POW_Coal_CHP | SW0812 |  |  | 0.47277 | 0.49018 | 0.41474 | 0.34084 | 0.5 | 0.5 | 0.5 | 0.5 | 0.5 | 0.5 | 0.5 | 0.5 | 0.5 | 0.5 | 0.5 | 0.5 | 0.5 | 0.5 | 0.5 | 0.5 | 0.5 | 0.5 | 0.5 | 0.5 | 0.5 | 0.5 | 0.5 | 0.5 | 0.5 | 0.5 | 0.5 | 0.5 | 0.5 | 0.5 | 0.5 | 0.5 | 0.5 | 0.5 | 0.5 | 0.5 | 0.5 | 0.5 | 0.5 | 0.5 | 0.5 | 0.5 | 0.5 | 0.5 | 0.5 | 0.5 | 0.5 | 0.5 | 0.5 | 0.5
Reference | 20_USA | POW_Coal_CHP | SW1216 |  |  | 0.47277 | 0.49018 | 0.41474 | 0.34084 | 0.5 | 0.5 | 0.5 | 0.5 | 0.5 | 0.5 | 0.5 | 0.5 | 0.5 | 0.5 | 0.5 | 0.5 | 0.5 | 0.5 | 0.5 | 0.5 | 0.5 | 0.5 | 0.5 | 0.5 | 0.5 | 0.5 | 0.5 | 0.5 | 0.5 | 0.5 | 0.5 | 0.5 | 0.5 | 0.5 | 0.5 | 0.5 | 0.5 | 0.5 | 0.5 | 0.5 | 0.5 | 0.5 | 0.5 | 0.5 | 0.5 | 0.5 | 0.5 | 0.5 | 0.5 | 0.5 | 0.5 | 0.5 | 0.5 | 0.5
Reference | 20_USA | POW_Coal_CHP | SW1620 |  |  | 0.47277 | 0.49018 | 0.41474 | 0.34084 | 0.5 | 0.5 | 0.5 | 0.5 | 0.5 | 0.5 | 0.5 | 0.5 | 0.5 | 0.5 | 0.5 | 0.5 | 0.5 | 0.5 | 0.5 | 0.5 | 0.5 | 0.5 | 0.5 | 0.5 | 0.5 | 0.5 | 0.5 | 0.5 | 0.5 | 0.5 | 0.5 | 0.5 | 0.5 | 0.5 | 0.5 | 0.5 | 0.5 | 0.5 | 0.5 | 0.5 | 0.5 | 0.5 | 0.5 | 0.5 | 0.5 | 0.5 | 0.5 | 0.5 | 0.5 | 0.5 | 0.5 | 0.5 | 0.5 | 0.5
Reference | 20_USA | POW_Coal_CHP | SW2024 |  |  | 0.47277 | 0.49018 | 0.41474 | 0.34084 | 0.5 | 0.5 | 0.5 | 0.5 | 0.5 | 0.5 | 0.5 | 0.5 | 0.5 | 0.5 | 0.5 | 0.5 | 0.5 | 0.5 | 0.5 | 0.5 | 0.5 | 0.5 | 0.5 | 0.5 | 0.5 | 0.5 | 0.5 | 0.5 | 0.5 | 0.5 | 0.5 | 0.5 | 0.5 | 0.5 | 0.5 | 0.5 | 0.5 | 0.5 | 0.5 | 0.5 | 0.5 | 0.5 | 0.5 | 0.5 | 0.5 | 0.5 | 0.5 | 0.5 | 0.5 | 0.5 | 0.5 | 0.5 | 0.5 | 0.5
Reference | 20_USA | POW_Coal_CHP | SH0004 |  |  | 0.47277 | 0.49018 | 0.41474 | 0.34084 | 0.5 | 0.5 | 0.5 | 0.5 | 0.5 | 0.5 | 0.5 | 0.5 | 0.5 | 0.5 | 0.5 | 0.5 | 0.5 | 0.5 | 0.5 | 0.5 | 0.5 | 0.5 | 0.5 | 0.5 | 0.5 | 0.5 | 0.5 | 0.5 | 0.5 | 0.5 | 0.5 | 0.5 | 0.5 | 0.5 | 0.5 | 0.5 | 0.5 | 0.5 | 0.5 | 0.5 | 0.5 | 0.5 | 0.5 | 0.5 | 0.5 | 0.5 | 0.5 | 0.5 | 0.5 | 0.5 | 0.5 | 0.5 | 0.5 | 0.5
Reference | 20_USA | POW_Coal_CHP | SH0408 |  |  | 0.47277 | 0.49018 | 0.41474 | 0.34084 | 0.5 | 0.5 | 0.5 | 0.5 | 0.5 | 0.5 | 0.5 | 0.5 | 0.5 | 0.5 | 0.5 | 0.5 | 0.5 | 0.5 | 0.5 | 0.5 | 0.5 | 0.5 | 0.5 | 0.5 | 0.5 | 0.5 | 0.5 | 0.5 | 0.5 | 0.5 | 0.5 | 0.5 | 0.5 | 0.5 | 0.5 | 0.5 | 0.5 | 0.5 | 0.5 | 0.5 | 0.5 | 0.5 | 0.5 | 0.5 | 0.5 | 0.5 | 0.5 | 0.5 | 0.5 | 0.5 | 0.5 | 0.5 | 0.5 | 0.5
Reference | 20_USA | POW_Coal_CHP | SH0812 |  |  | 0.47277 | 0.49018 | 0.41474 | 0.34084 | 0.5 | 0.5 | 0.5 | 0.5 | 0.5 | 0.5 | 0.5 | 0.5 | 0.5 | 0.5 | 0.5 | 0.5 | 0.5 | 0.5 | 0.5 | 0.5 | 0.5 | 0.5 | 0.5 | 0.5 | 0.5 | 0.5 | 0.5 | 0.5 | 0.5 | 0.5 | 0.5 | 0.5 | 0.5 | 0.5 | 0.5 | 0.5 | 0.5 | 0.5 | 0.5 | 0.5 | 0.5 | 0.5 | 0.5 | 0.5 | 0.5 | 0.5 | 0.5 | 0.5 | 0.5 | 0.5 | 0.5 | 0.5 | 0.5 | 0.5
Reference | 20_USA | POW_Coal_CHP | SH1216 |  |  | 0.47277 | 0.49018 | 0.41474 | 0.34084 | 0.5 | 0.5 | 0.5 | 0.5 | 0.5 | 0.5 | 0.5 | 0.5 | 0.5 | 0.5 | 0.5 | 0.5 | 0.5 | 0.5 | 0.5 | 0.5 | 0.5 | 0.5 | 0.5 | 0.5 | 0.5 | 0.5 | 0.5 | 0.5 | 0.5 | 0.5 | 0.5 | 0.5 | 0.5 | 0.5 | 0.5 | 0.5 | 0.5 | 0.5 | 0.5 | 0.5 | 0.5 | 0.5 | 0.5 | 0.5 | 0.5 | 0.5 | 0.5 | 0.5 | 0.5 | 0.5 | 0.5 | 0.5 | 0.5 | 0.5
Reference | 20_USA | POW_Coal_CHP | SH1620 |  |  | 0.47277 | 0.49018 | 0.41474 | 0.34084 | 0.5 | 0.5 | 0.5 | 0.5 | 0.5 | 0.5 | 0.5 | 0.5 | 0.5 | 0.5 | 0.5 | 0.5 | 0.5 | 0.5 | 0.5 | 0.5 | 0.5 | 0.5 | 0.5 | 0.5 | 0.5 | 0.5 | 0.5 | 0.5 | 0.5 | 0.5 | 0.5 | 0.5 | 0.5 | 0.5 | 0.5 | 0.5 | 0.5 | 0.5 | 0.5 | 0.5 | 0.5 | 0.5 | 0.5 | 0.5 | 0.5 | 0.5 | 0.5 | 0.5 | 0.5 | 0.5 | 0.5 | 0.5 | 0.5 | 0.5
Reference | 20_USA | POW_Coal_CHP | SH2024 |  |  | 0.47277 | 0.49018 | 0.41474 | 0.34084 | 0.5 | 0.5 | 0.5 | 0.5 | 0.5 | 0.5 | 0.5 | 0.5 | 0.5 | 0.5 | 0.5 | 0.5 | 0.5 | 0.5 | 0.5 | 0.5 | 0.5 | 0.5 | 0.5 | 0.5 | 0.5 | 0.5 | 0.5 | 0.5 | 0.5 | 0.5 | 0.5 | 0.5 | 0.5 | 0.5 | 0.5 | 0.5 | 0.5 | 0.5 | 0.5 | 0.5 | 0.5 | 0.5 | 0.5 | 0.5 | 0.5 | 0.5 | 0.5 | 0.5 | 0.5 | 0.5 | 0.5 | 0.5 | 0.5 | 0.5
Reference | 20_USA | POW_Solid_Biomass_CHP | WW0004 |  |  | 0.99997 | 0.9798 | 0.99236 | 0.94867 | 0.94867 | 0.94867 | 0.94867 | 0.94867 | 0.94867 | 0.94867 | 0.94867 | 0.94867 | 0.94867 | 0.94867 | 0.94867 | 0.94867 | 0.94867 | 0.94867 | 0.94867 | 0.94867 | 0.94867 | 0.94867 | 0.94867 | 0.94867 | 0.94867 | 0.94867 | 0.94867 | 0.94867 | 0.94867 | 0.94867 | 0.94867 | 0.94867 | 0.94867 | 0.94867 | 0.94867 | 0.94867 | 0.94867 | 0.94867 | 0.94867 | 0.94867 | 0.94867 | 0.94867 | 0.94867 | 0.94867 | 0.94867 | 0.94867 | 0.94867 | 0.94867 | 0.94867 | 0.94867 | 0.94867 | 0.94867 | 0.94867 | 0.94867
Reference | 20_USA | POW_Solid_Biomass_CHP | WW0408 |  |  | 0.99997 | 0.9798 | 0.99236 | 0.94867 | 0.94867 | 0.94867 | 0.94867 | 0.94867 | 0.94867 | 0.94867 | 0.94867 | 0.94867 | 0.94867 | 0.94867 | 0.94867 | 0.94867 | 0.94867 | 0.94867 | 0.94867 | 0.94867 | 0.94867 | 0.94867 | 0.94867 | 0.94867 | 0.94867 | 0.94867 | 0.94867 | 0.94867 | 0.94867 | 0.94867 | 0.94867 | 0.94867 | 0.94867 | 0.94867 | 0.94867 | 0.94867 | 0.94867 | 0.94867 | 0.94867 | 0.94867 | 0.94867 | 0.94867 | 0.94867 | 0.94867 | 0.94867 | 0.94867 | 0.94867 | 0.94867 | 0.94867 | 0.94867 | 0.94867 | 0.94867 | 0.94867 | 0.94867
Reference | 20_USA | POW_Solid_Biomass_CHP | WW0812 |  |  | 0.99997 | 0.9798 | 0.99236 | 0.94867 | 0.94867 | 0.94867 | 0.94867 | 0.94867 | 0.94867 | 0.94867 | 0.94867 | 0.94867 | 0.94867 | 0.94867 | 0.94867 | 0.94867 | 0.94867 | 0.94867 | 0.94867 | 0.94867 | 0.94867 | 0.94867 | 0.94867 | 0.94867 | 0.94867 | 0.94867 | 0.94867 | 0.94867 | 0.94867 | 0.94867 | 0.94867 | 0.94867 | 0.94867 | 0.94867 | 0.94867 | 0.94867 | 0.94867 | 0.94867 | 0.94867 | 0.94867 | 0.94867 | 0.94867 | 0.94867 | 0.94867 | 0.94867 | 0.94867 | 0.94867 | 0.94867 | 0.94867 | 0.94867 | 0.94867 | 0.94867 | 0.94867 | 0.94867
Reference | 20_USA | POW_Solid_Biomass_CHP | WW1216 |  |  | 0.99997 | 0.9798 | 0.99236 | 0.94867 | 0.94867 | 0.94867 | 0.94867 | 0.94867 | 0.94867 | 0.94867 | 0.94867 | 0.94867 | 0.94867 | 0.94867 | 0.94867 | 0.94867 | 0.94867 | 0.94867 | 0.94867 | 0.94867 | 0.94867 | 0.94867 | 0.94867 | 0.94867 | 0.94867 | 0.94867 | 0.94867 | 0.94867 | 0.94867 | 0.94867 | 0.94867 | 0.94867 | 0.94867 | 0.94867 | 0.94867 | 0.94867 | 0.94867 | 0.94867 | 0.94867 | 0.94867 | 0.94867 | 0.94867 | 0.94867 | 0.94867 | 0.94867 | 0.94867 | 0.94867 | 0.94867 | 0.94867 | 0.94867 | 0.94867 | 0.94867 | 0.94867 | 0.94867
Reference | 20_USA | POW_Solid_Biomass_CHP | WW1620 |  |  | 0.99997 | 0.9798 | 0.99236 | 0.94867 | 0.94867 | 0.94867 | 0.94867 | 0.94867 | 0.94867 | 0.94867 | 0.94867 | 0.94867 | 0.94867 | 0.94867 | 0.94867 | 0.94867 | 0.94867 | 0.94867 | 0.94867 | 0.94867 | 0.94867 | 0.94867 | 0.94867 | 0.94867 | 0.94867 | 0.94867 | 0.94867 | 0.94867 | 0.94867 | 0.94867 | 0.94867 | 0.94867 | 0.94867 | 0.94867 | 0.94867 | 0.94867 | 0.94867 | 0.94867 | 0.94867 | 0.94867 | 0.94867 | 0.94867 | 0.94867 | 0.94867 | 0.94867 | 0.94867 | 0.94867 | 0.94867 | 0.94867 | 0.94867 | 0.94867 | 0.94867 | 0.94867 | 0.94867
Reference | 20_USA | POW_Solid_Biomass_CHP | WW2024 |  |  | 0.99997 | 0.9798 | 0.99236 | 0.94867 | 0.94867 | 0.94867 | 0.94867 | 0.94867 | 0.94867 | 0.94867 | 0.94867 | 0.94867 | 0.94867 | 0.94867 | 0.94867 | 0.94867 | 0.94867 | 0.94867 | 0.94867 | 0.94867 | 0.94867 | 0.94867 | 0.94867 | 0.94867 | 0.94867 | 0.94867 | 0.94867 | 0.94867 | 0.94867 | 0.94867 | 0.94867 | 0.94867 | 0.94867 | 0.94867 | 0.94867 | 0.94867 | 0.94867 | 0.94867 | 0.94867 | 0.94867 | 0.94867 | 0.94867 | 0.94867 | 0.94867 | 0.94867 | 0.94867 | 0.94867 | 0.94867 | 0.94867 | 0.94867 | 0.94867 | 0.94867 | 0.94867 | 0.94867
Reference | 20_USA | POW_Solid_Biomass_CHP | WH0004 |  |  | 0.99997 | 0.9798 | 0.99236 | 0.94867 | 0.94867 | 0.94867 | 0.94867 | 0.94867 | 0.94867 | 0.94867 | 0.94867 | 0.94867 | 0.94867 | 0.94867 | 0.94867 | 0.94867 | 0.94867 | 0.94867 | 0.94867 | 0.94867 | 0.94867 | 0.94867 | 0.94867 | 0.94867 | 0.94867 | 0.94867 | 0.94867 | 0.94867 | 0.94867 | 0.94867 | 0.94867 | 0.94867 | 0.94867 | 0.94867 | 0.94867 | 0.94867 | 0.94867 | 0.94867 | 0.94867 | 0.94867 | 0.94867 | 0.94867 | 0.94867 | 0.94867 | 0.94867 | 0.94867 | 0.94867 | 0.94867 | 0.94867 | 0.94867 | 0.94867 | 0.94867 | 0.94867 | 0.94867
Reference | 20_USA | POW_Solid_Biomass_CHP | WH0408 |  |  | 0.99997 | 0.9798 | 0.99236 | 0.94867 | 0.94867 | 0.94867 | 0.94867 | 0.94867 | 0.94867 | 0.94867 | 0.94867 | 0.94867 | 0.94867 | 0.94867 | 0.94867 | 0.94867 | 0.94867 | 0.94867 | 0.94867 | 0.94867 | 0.94867 | 0.94867 | 0.94867 | 0.94867 | 0.94867 | 0.94867 | 0.94867 | 0.94867 | 0.94867 | 0.94867 | 0.94867 | 0.94867 | 0.94867 | 0.94867 | 0.94867 | 0.94867 | 0.94867 | 0.94867 | 0.94867 | 0.94867 | 0.94867 | 0.94867 | 0.94867 | 0.94867 | 0.94867 | 0.94867 | 0.94867 | 0.94867 | 0.94867 | 0.94867 | 0.94867 | 0.94867 | 0.94867 | 0.94867
Reference | 20_USA | POW_Solid_Biomass_CHP | WH0812 |  |  | 0.99997 | 0.9798 | 0.99236 | 0.94867 | 0.94867 | 0.94867 | 0.94867 | 0.94867 | 0.94867 | 0.94867 | 0.94867 | 0.94867 | 0.94867 | 0.94867 | 0.94867 | 0.94867 | 0.94867 | 0.94867 | 0.94867 | 0.94867 | 0.94867 | 0.94867 | 0.94867 | 0.94867 | 0.94867 | 0.94867 | 0.94867 | 0.94867 | 0.94867 | 0.94867 | 0.94867 | 0.94867 | 0.94867 | 0.94867 | 0.94867 | 0.94867 | 0.94867 | 0.94867 | 0.94867 | 0.94867 | 0.94867 | 0.94867 | 0.94867 | 0.94867 | 0.94867 | 0.94867 | 0.94867 | 0.94867 | 0.94867 | 0.94867 | 0.94867 | 0.94867 | 0.94867 | 0.94867
Reference | 20_USA | POW_Solid_Biomass_CHP | WH1216 |  |  | 0.99997 | 0.9798 | 0.99236 | 0.94867 | 0.94867 | 0.94867 | 0.94867 | 0.94867 | 0.94867 | 0.94867 | 0.94867 | 0.94867 | 0.94867 | 0.94867 | 0.94867 | 0.94867 | 0.94867 | 0.94867 | 0.94867 | 0.94867 | 0.94867 | 0.94867 | 0.94867 | 0.94867 | 0.94867 | 0.94867 | 0.94867 | 0.94867 | 0.94867 | 0.94867 | 0.94867 | 0.94867 | 0.94867 | 0.94867 | 0.94867 | 0.94867 | 0.94867 | 0.94867 | 0.94867 | 0.94867 | 0.94867 | 0.94867 | 0.94867 | 0.94867 | 0.94867 | 0.94867 | 0.94867 | 0.94867 | 0.94867 | 0.94867 | 0.94867 | 0.94867 | 0.94867 | 0.94867
Reference | 20_USA | POW_Solid_Biomass_CHP | WH1620 |  |  | 0.99997 | 0.9798 | 0.99236 | 0.94867 | 0.94867 | 0.94867 | 0.94867 | 0.94867 | 0.94867 | 0.94867 | 0.94867 | 0.94867 | 0.94867 | 0.94867 | 0.94867 | 0.94867 | 0.94867 | 0.94867 | 0.94867 | 0.94867 | 0.94867 | 0.94867 | 0.94867 | 0.94867 | 0.94867 | 0.94867 | 0.94867 | 0.94867 | 0.94867 | 0.94867 | 0.94867 | 0.94867 | 0.94867 | 0.94867 | 0.94867 | 0.94867 | 0.94867 | 0.94867 | 0.94867 | 0.94867 | 0.94867 | 0.94867 | 0.94867 | 0.94867 | 0.94867 | 0.94867 | 0.94867 | 0.94867 | 0.94867 | 0.94867 | 0.94867 | 0.94867 | 0.94867 | 0.94867
Reference | 20_USA | POW_Solid_Biomass_CHP | WH2024 |  |  | 0.99997 | 0.9798 | 0.99236 | 0.94867 | 0.94867 | 0.94867 | 0.94867 | 0.94867 | 0.94867 | 0.94867 | 0.94867 | 0.94867 | 0.94867 | 0.94867 | 0.94867 | 0.94867 | 0.94867 | 0.94867 | 0.94867 | 0.94867 | 0.94867 | 0.94867 | 0.94867 | 0.94867 | 0.94867 | 0.94867 | 0.94867 | 0.94867 | 0.94867 | 0.94867 | 0.94867 | 0.94867 | 0.94867 | 0.94867 | 0.94867 | 0.94867 | 0.94867 | 0.94867 | 0.94867 | 0.94867 | 0.94867 | 0.94867 | 0.94867 | 0.94867 | 0.94867 | 0.94867 | 0.94867 | 0.94867 | 0.94867 | 0.94867 | 0.94867 | 0.94867 | 0.94867 | 0.94867
Reference | 20_USA | POW_Solid_Biomass_CHP | IW0004 |  |  | 0.99997 | 0.9798 | 0.99236 | 0.94867 | 0.94867 | 0.94867 | 0.94867 | 0.94867 | 0.94867 | 0.94867 | 0.94867 | 0.94867 | 0.94867 | 0.94867 | 0.94867 | 0.94867 | 0.94867 | 0.94867 | 0.94867 | 0.94867 | 0.94867 | 0.94867 | 0.94867 | 0.94867 | 0.94867 | 0.94867 | 0.94867 | 0.94867 | 0.94867 | 0.94867 | 0.94867 | 0.94867 | 0.94867 | 0.94867 | 0.94867 | 0.94867 | 0.94867 | 0.94867 | 0.94867 | 0.94867 | 0.94867 | 0.94867 | 0.94867 | 0.94867 | 0.94867 | 0.94867 | 0.94867 | 0.94867 | 0.94867 | 0.94867 | 0.94867 | 0.94867 | 0.94867 | 0.94867
Reference | 20_USA | POW_Solid_Biomass_CHP | IW0408 |  |  | 0.99997 | 0.9798 | 0.99236 | 0.94867 | 0.94867 | 0.94867 | 0.94867 | 0.94867 | 0.94867 | 0.94867 | 0.94867 | 0.94867 | 0.94867 | 0.94867 | 0.94867 | 0.94867 | 0.94867 | 0.94867 | 0.94867 | 0.94867 | 0.94867 | 0.94867 | 0.94867 | 0.94867 | 0.94867 | 0.94867 | 0.94867 | 0.94867 | 0.94867 | 0.94867 | 0.94867 | 0.94867 | 0.94867 | 0.94867 | 0.94867 | 0.94867 | 0.94867 | 0.94867 | 0.94867 | 0.94867 | 0.94867 | 0.94867 | 0.94867 | 0.94867 | 0.94867 | 0.94867 | 0.94867 | 0.94867 | 0.94867 | 0.94867 | 0.94867 | 0.94867 | 0.94867 | 0.94867
Reference | 20_USA | POW_Solid_Biomass_CHP | IW0812 |  |  | 0.99997 | 0.9798 | 0.99236 | 0.94867 | 0.94867 | 0.94867 | 0.94867 | 0.94867 | 0.94867 | 0.94867 | 0.94867 | 0.94867 | 0.94867 | 0.94867 | 0.94867 | 0.94867 | 0.94867 | 0.94867 | 0.94867 | 0.94867 | 0.94867 | 0.94867 | 0.94867 | 0.94867 | 0.94867 | 0.94867 | 0.94867 | 0.94867 | 0.94867 | 0.94867 | 0.94867 | 0.94867 | 0.94867 | 0.94867 | 0.94867 | 0.94867 | 0.94867 | 0.94867 | 0.94867 | 0.94867 | 0.94867 | 0.94867 | 0.94867 | 0.94867 | 0.94867 | 0.94867 | 0.94867 | 0.94867 | 0.94867 | 0.94867 | 0.94867 | 0.94867 | 0.94867 | 0.94867
Reference | 20_USA | POW_Solid_Biomass_CHP | IW1216 |  |  | 0.99997 | 0.9798 | 0.99236 | 0.94867 | 0.94867 | 0.94867 | 0.94867 | 0.94867 | 0.94867 | 0.94867 | 0.94867 | 0.94867 | 0.94867 | 0.94867 | 0.94867 | 0.94867 | 0.94867 | 0.94867 | 0.94867 | 0.94867 | 0.94867 | 0.94867 | 0.94867 | 0.94867 | 0.94867 | 0.94867 | 0.94867 | 0.94867 | 0.94867 | 0.94867 | 0.94867 | 0.94867 | 0.94867 | 0.94867 | 0.94867 | 0.94867 | 0.94867 | 0.94867 | 0.94867 | 0.94867 | 0.94867 | 0.94867 | 0.94867 | 0.94867 | 0.94867 | 0.94867 | 0.94867 | 0.94867 | 0.94867 | 0.94867 | 0.94867 | 0.94867 | 0.94867 | 0.94867
Reference | 20_USA | POW_Solid_Biomass_CHP | IW1620 |  |  | 0.99997 | 0.9798 | 0.99236 | 0.94867 | 0.94867 | 0.94867 | 0.94867 | 0.94867 | 0.94867 | 0.94867 | 0.94867 | 0.94867 | 0.94867 | 0.94867 | 0.94867 | 0.94867 | 0.94867 | 0.94867 | 0.94867 | 0.94867 | 0.94867 | 0.94867 | 0.94867 | 0.94867 | 0.94867 | 0.94867 | 0.94867 | 0.94867 | 0.94867 | 0.94867 | 0.94867 | 0.94867 | 0.94867 | 0.94867 | 0.94867 | 0.94867 | 0.94867 | 0.94867 | 0.94867 | 0.94867 | 0.94867 | 0.94867 | 0.94867 | 0.94867 | 0.94867 | 0.94867 | 0.94867 | 0.94867 | 0.94867 | 0.94867 | 0.94867 | 0.94867 | 0.94867 | 0.94867
Reference | 20_USA | POW_Solid_Biomass_CHP | IW2024 |  |  | 0.99997 | 0.9798 | 0.99236 | 0.94867 | 0.94867 | 0.94867 | 0.94867 | 0.94867 | 0.94867 | 0.94867 | 0.94867 | 0.94867 | 0.94867 | 0.94867 | 0.94867 | 0.94867 | 0.94867 | 0.94867 | 0.94867 | 0.94867 | 0.94867 | 0.94867 | 0.94867 | 0.94867 | 0.94867 | 0.94867 | 0.94867 | 0.94867 | 0.94867 | 0.94867 | 0.94867 | 0.94867 | 0.94867 | 0.94867 | 0.94867 | 0.94867 | 0.94867 | 0.94867 | 0.94867 | 0.94867 | 0.94867 | 0.94867 | 0.94867 | 0.94867 | 0.94867 | 0.94867 | 0.94867 | 0.94867 | 0.94867 | 0.94867 | 0.94867 | 0.94867 | 0.94867 | 0.94867
Reference | 20_USA | POW_Solid_Biomass_CHP | IH0004 |  |  | 0.99997 | 0.9798 | 0.99236 | 0.94867 | 0.94867 | 0.94867 | 0.94867 | 0.94867 | 0.94867 | 0.94867 | 0.94867 | 0.94867 | 0.94867 | 0.94867 | 0.94867 | 0.94867 | 0.94867 | 0.94867 | 0.94867 | 0.94867 | 0.94867 | 0.94867 | 0.94867 | 0.94867 | 0.94867 | 0.94867 | 0.94867 | 0.94867 | 0.94867 | 0.94867 | 0.94867 | 0.94867 | 0.94867 | 0.94867 | 0.94867 | 0.94867 | 0.94867 | 0.94867 | 0.94867 | 0.94867 | 0.94867 | 0.94867 | 0.94867 | 0.94867 | 0.94867 | 0.94867 | 0.94867 | 0.94867 | 0.94867 | 0.94867 | 0.94867 | 0.94867 | 0.94867 | 0.94867
Reference | 20_USA | POW_Solid_Biomass_CHP | IH0408 |  |  | 0.99997 | 0.9798 | 0.99236 | 0.94867 | 0.94867 | 0.94867 | 0.94867 | 0.94867 | 0.94867 | 0.94867 | 0.94867 | 0.94867 | 0.94867 | 0.94867 | 0.94867 | 0.94867 | 0.94867 | 0.94867 | 0.94867 | 0.94867 | 0.94867 | 0.94867 | 0.94867 | 0.94867 | 0.94867 | 0.94867 | 0.94867 | 0.94867 | 0.94867 | 0.94867 | 0.94867 | 0.94867 | 0.94867 | 0.94867 | 0.94867 | 0.94867 | 0.94867 | 0.94867 | 0.94867 | 0.94867 | 0.94867 | 0.94867 | 0.94867 | 0.94867 | 0.94867 | 0.94867 | 0.94867 | 0.94867 | 0.94867 | 0.94867 | 0.94867 | 0.94867 | 0.94867 | 0.94867
Reference | 20_USA | POW_Solid_Biomass_CHP | IH0812 |  |  | 0.99997 | 0.9798 | 0.99236 | 0.94867 | 0.94867 | 0.94867 | 0.94867 | 0.94867 | 0.94867 | 0.94867 | 0.94867 | 0.94867 | 0.94867 | 0.94867 | 0.94867 | 0.94867 | 0.94867 | 0.94867 | 0.94867 | 0.94867 | 0.94867 | 0.94867 | 0.94867 | 0.94867 | 0.94867 | 0.94867 | 0.94867 | 0.94867 | 0.94867 | 0.94867 | 0.94867 | 0.94867 | 0.94867 | 0.94867 | 0.94867 | 0.94867 | 0.94867 | 0.94867 | 0.94867 | 0.94867 | 0.94867 | 0.94867 | 0.94867 | 0.94867 | 0.94867 | 0.94867 | 0.94867 | 0.94867 | 0.94867 | 0.94867 | 0.94867 | 0.94867 | 0.94867 | 0.94867
Reference | 20_USA | POW_Solid_Biomass_CHP | IH1216 |  |  | 0.99997 | 0.9798 | 0.99236 | 0.94867 | 0.94867 | 0.94867 | 0.94867 | 0.94867 | 0.94867 | 0.94867 | 0.94867 | 0.94867 | 0.94867 | 0.94867 | 0.94867 | 0.94867 | 0.94867 | 0.94867 | 0.94867 | 0.94867 | 0.94867 | 0.94867 | 0.94867 | 0.94867 | 0.94867 | 0.94867 | 0.94867 | 0.94867 | 0.94867 | 0.94867 | 0.94867 | 0.94867 | 0.94867 | 0.94867 | 0.94867 | 0.94867 | 0.94867 | 0.94867 | 0.94867 | 0.94867 | 0.94867 | 0.94867 | 0.94867 | 0.94867 | 0.94867 | 0.94867 | 0.94867 | 0.94867 | 0.94867 | 0.94867 | 0.94867 | 0.94867 | 0.94867 | 0.94867
Reference | 20_USA | POW_Solid_Biomass_CHP | IH1620 |  |  | 0.99997 | 0.9798 | 0.99236 | 0.94867 | 0.94867 | 0.94867 | 0.94867 | 0.94867 | 0.94867 | 0.94867 | 0.94867 | 0.94867 | 0.94867 | 0.94867 | 0.94867 | 0.94867 | 0.94867 | 0.94867 | 0.94867 | 0.94867 | 0.94867 | 0.94867 | 0.94867 | 0.94867 | 0.94867 | 0.94867 | 0.94867 | 0.94867 | 0.94867 | 0.94867 | 0.94867 | 0.94867 | 0.94867 | 0.94867 | 0.94867 | 0.94867 | 0.94867 | 0.94867 | 0.94867 | 0.94867 | 0.94867 | 0.94867 | 0.94867 | 0.94867 | 0.94867 | 0.94867 | 0.94867 | 0.94867 | 0.94867 | 0.94867 | 0.94867 | 0.94867 | 0.94867 | 0.94867
Reference | 20_USA | POW_Solid_Biomass_CHP | IH2024 |  |  | 0.99997 | 0.9798 | 0.99236 | 0.94867 | 0.94867 | 0.94867 | 0.94867 | 0.94867 | 0.94867 | 0.94867 | 0.94867 | 0.94867 | 0.94867 | 0.94867 | 0.94867 | 0.94867 | 0.94867 | 0.94867 | 0.94867 | 0.94867 | 0.94867 | 0.94867 | 0.94867 | 0.94867 | 0.94867 | 0.94867 | 0.94867 | 0.94867 | 0.94867 | 0.94867 | 0.94867 | 0.94867 | 0.94867 | 0.94867 | 0.94867 | 0.94867 | 0.94867 | 0.94867 | 0.94867 | 0.94867 | 0.94867 | 0.94867 | 0.94867 | 0.94867 | 0.94867 | 0.94867 | 0.94867 | 0.94867 | 0.94867 | 0.94867 | 0.94867 | 0.94867 | 0.94867 | 0.94867
Reference | 20_USA | POW_Solid_Biomass_CHP | SW0004 |  |  | 0.99997 | 0.9798 | 0.99236 | 0.94867 | 0.94867 | 0.94867 | 0.94867 | 0.94867 | 0.94867 | 0.94867 | 0.94867 | 0.94867 | 0.94867 | 0.94867 | 0.94867 | 0.94867 | 0.94867 | 0.94867 | 0.94867 | 0.94867 | 0.94867 | 0.94867 | 0.94867 | 0.94867 | 0.94867 | 0.94867 | 0.94867 | 0.94867 | 0.94867 | 0.94867 | 0.94867 | 0.94867 | 0.94867 | 0.94867 | 0.94867 | 0.94867 | 0.94867 | 0.94867 | 0.94867 | 0.94867 | 0.94867 | 0.94867 | 0.94867 | 0.94867 | 0.94867 | 0.94867 | 0.94867 | 0.94867 | 0.94867 | 0.94867 | 0.94867 | 0.94867 | 0.94867 | 0.94867
Reference | 20_USA | POW_Solid_Biomass_CHP | SW0408 |  |  | 0.99997 | 0.9798 | 0.99236 | 0.94867 | 0.94867 | 0.94867 | 0.94867 | 0.94867 | 0.94867 | 0.94867 | 0.94867 | 0.94867 | 0.94867 | 0.94867 | 0.94867 | 0.94867 | 0.94867 | 0.94867 | 0.94867 | 0.94867 | 0.94867 | 0.94867 | 0.94867 | 0.94867 | 0.94867 | 0.94867 | 0.94867 | 0.94867 | 0.94867 | 0.94867 | 0.94867 | 0.94867 | 0.94867 | 0.94867 | 0.94867 | 0.94867 | 0.94867 | 0.94867 | 0.94867 | 0.94867 | 0.94867 | 0.94867 | 0.94867 | 0.94867 | 0.94867 | 0.94867 | 0.94867 | 0.94867 | 0.94867 | 0.94867 | 0.94867 | 0.94867 | 0.94867 | 0.94867
Reference | 20_USA | POW_Solid_Biomass_CHP | SW0812 |  |  | 0.99997 | 0.9798 | 0.99236 | 0.94867 | 0.94867 | 0.94867 | 0.94867 | 0.94867 | 0.94867 | 0.94867 | 0.94867 | 0.94867 | 0.94867 | 0.94867 | 0.94867 | 0.94867 | 0.94867 | 0.94867 | 0.94867 | 0.94867 | 0.94867 | 0.94867 | 0.94867 | 0.94867 | 0.94867 | 0.94867 | 0.94867 | 0.94867 | 0.94867 | 0.94867 | 0.94867 | 0.94867 | 0.94867 | 0.94867 | 0.94867 | 0.94867 | 0.94867 | 0.94867 | 0.94867 | 0.94867 | 0.94867 | 0.94867 | 0.94867 | 0.94867 | 0.94867 | 0.94867 | 0.94867 | 0.94867 | 0.94867 | 0.94867 | 0.94867 | 0.94867 | 0.94867 | 0.94867
Reference | 20_USA | POW_Solid_Biomass_CHP | SW1216 |  |  | 0.99997 | 0.9798 | 0.99236 | 0.94867 | 0.94867 | 0.94867 | 0.94867 | 0.94867 | 0.94867 | 0.94867 | 0.94867 | 0.94867 | 0.94867 | 0.94867 | 0.94867 | 0.94867 | 0.94867 | 0.94867 | 0.94867 | 0.94867 | 0.94867 | 0.94867 | 0.94867 | 0.94867 | 0.94867 | 0.94867 | 0.94867 | 0.94867 | 0.94867 | 0.94867 | 0.94867 | 0.94867 | 0.94867 | 0.94867 | 0.94867 | 0.94867 | 0.94867 | 0.94867 | 0.94867 | 0.94867 | 0.94867 | 0.94867 | 0.94867 | 0.94867 | 0.94867 | 0.94867 | 0.94867 | 0.94867 | 0.94867 | 0.94867 | 0.94867 | 0.94867 | 0.94867 | 0.94867
Reference | 20_USA | POW_Solid_Biomass_CHP | SW1620 |  |  | 0.99997 | 0.9798 | 0.99236 | 0.94867 | 0.94867 | 0.94867 | 0.94867 | 0.94867 | 0.94867 | 0.94867 | 0.94867 | 0.94867 | 0.94867 | 0.94867 | 0.94867 | 0.94867 | 0.94867 | 0.94867 | 0.94867 | 0.94867 | 0.94867 | 0.94867 | 0.94867 | 0.94867 | 0.94867 | 0.94867 | 0.94867 | 0.94867 | 0.94867 | 0.94867 | 0.94867 | 0.94867 | 0.94867 | 0.94867 | 0.94867 | 0.94867 | 0.94867 | 0.94867 | 0.94867 | 0.94867 | 0.94867 | 0.94867 | 0.94867 | 0.94867 | 0.94867 | 0.94867 | 0.94867 | 0.94867 | 0.94867 | 0.94867 | 0.94867 | 0.94867 | 0.94867 | 0.94867
Reference | 20_USA | POW_Solid_Biomass_CHP | SW2024 |  |  | 0.99997 | 0.9798 | 0.99236 | 0.94867 | 0.94867 | 0.94867 | 0.94867 | 0.94867 | 0.94867 | 0.94867 | 0.94867 | 0.94867 | 0.94867 | 0.94867 | 0.94867 | 0.94867 | 0.94867 | 0.94867 | 0.94867 | 0.94867 | 0.94867 | 0.94867 | 0.94867 | 0.94867 | 0.94867 | 0.94867 | 0.94867 | 0.94867 | 0.94867 | 0.94867 | 0.94867 | 0.94867 | 0.94867 | 0.94867 | 0.94867 | 0.94867 | 0.94867 | 0.94867 | 0.94867 | 0.94867 | 0.94867 | 0.94867 | 0.94867 | 0.94867 | 0.94867 | 0.94867 | 0.94867 | 0.94867 | 0.94867 | 0.94867 | 0.94867 | 0.94867 | 0.94867 | 0.94867
Reference | 20_USA | POW_Solid_Biomass_CHP | SH0004 |  |  | 0.99997 | 0.9798 | 0.99236 | 0.94867 | 0.94867 | 0.94867 | 0.94867 | 0.94867 | 0.94867 | 0.94867 | 0.94867 | 0.94867 | 0.94867 | 0.94867 | 0.94867 | 0.94867 | 0.94867 | 0.94867 | 0.94867 | 0.94867 | 0.94867 | 0.94867 | 0.94867 | 0.94867 | 0.94867 | 0.94867 | 0.94867 | 0.94867 | 0.94867 | 0.94867 | 0.94867 | 0.94867 | 0.94867 | 0.94867 | 0.94867 | 0.94867 | 0.94867 | 0.94867 | 0.94867 | 0.94867 | 0.94867 | 0.94867 | 0.94867 | 0.94867 | 0.94867 | 0.94867 | 0.94867 | 0.94867 | 0.94867 | 0.94867 | 0.94867 | 0.94867 | 0.94867 | 0.94867
Reference | 20_USA | POW_Solid_Biomass_CHP | SH0408 |  |  | 0.99997 | 0.9798 | 0.99236 | 0.94867 | 0.94867 | 0.94867 | 0.94867 | 0.94867 | 0.94867 | 0.94867 | 0.94867 | 0.94867 | 0.94867 | 0.94867 | 0.94867 | 0.94867 | 0.94867 | 0.94867 | 0.94867 | 0.94867 | 0.94867 | 0.94867 | 0.94867 | 0.94867 | 0.94867 | 0.94867 | 0.94867 | 0.94867 | 0.94867 | 0.94867 | 0.94867 | 0.94867 | 0.94867 | 0.94867 | 0.94867 | 0.94867 | 0.94867 | 0.94867 | 0.94867 | 0.94867 | 0.94867 | 0.94867 | 0.94867 | 0.94867 | 0.94867 | 0.94867 | 0.94867 | 0.94867 | 0.94867 | 0.94867 | 0.94867 | 0.94867 | 0.94867 | 0.94867
Reference | 20_USA | POW_Solid_Biomass_CHP | SH0812 |  |  | 0.99997 | 0.9798 | 0.99236 | 0.94867 | 0.94867 | 0.94867 | 0.94867 | 0.94867 | 0.94867 | 0.94867 | 0.94867 | 0.94867 | 0.94867 | 0.94867 | 0.94867 | 0.94867 | 0.94867 | 0.94867 | 0.94867 | 0.94867 | 0.94867 | 0.94867 | 0.94867 | 0.94867 | 0.94867 | 0.94867 | 0.94867 | 0.94867 | 0.94867 | 0.94867 | 0.94867 | 0.94867 | 0.94867 | 0.94867 | 0.94867 | 0.94867 | 0.94867 | 0.94867 | 0.94867 | 0.94867 | 0.94867 | 0.94867 | 0.94867 | 0.94867 | 0.94867 | 0.94867 | 0.94867 | 0.94867 | 0.94867 | 0.94867 | 0.94867 | 0.94867 | 0.94867 | 0.94867
Reference | 20_USA | POW_Solid_Biomass_CHP | SH1216 |  |  | 0.99997 | 0.9798 | 0.99236 | 0.94867 | 0.94867 | 0.94867 | 0.94867 | 0.94867 | 0.94867 | 0.94867 | 0.94867 | 0.94867 | 0.94867 | 0.94867 | 0.94867 | 0.94867 | 0.94867 | 0.94867 | 0.94867 | 0.94867 | 0.94867 | 0.94867 | 0.94867 | 0.94867 | 0.94867 | 0.94867 | 0.94867 | 0.94867 | 0.94867 | 0.94867 | 0.94867 | 0.94867 | 0.94867 | 0.94867 | 0.94867 | 0.94867 | 0.94867 | 0.94867 | 0.94867 | 0.94867 | 0.94867 | 0.94867 | 0.94867 | 0.94867 | 0.94867 | 0.94867 | 0.94867 | 0.94867 | 0.94867 | 0.94867 | 0.94867 | 0.94867 | 0.94867 | 0.94867
Reference | 20_USA | POW_Solid_Biomass_CHP | SH1620 |  |  | 0.99997 | 0.9798 | 0.99236 | 0.94867 | 0.94867 | 0.94867 | 0.94867 | 0.94867 | 0.94867 | 0.94867 | 0.94867 | 0.94867 | 0.94867 | 0.94867 | 0.94867 | 0.94867 | 0.94867 | 0.94867 | 0.94867 | 0.94867 | 0.94867 | 0.94867 | 0.94867 | 0.94867 | 0.94867 | 0.94867 | 0.94867 | 0.94867 | 0.94867 | 0.94867 | 0.94867 | 0.94867 | 0.94867 | 0.94867 | 0.94867 | 0.94867 | 0.94867 | 0.94867 | 0.94867 | 0.94867 | 0.94867 | 0.94867 | 0.94867 | 0.94867 | 0.94867 | 0.94867 | 0.94867 | 0.94867 | 0.94867 | 0.94867 | 0.94867 | 0.94867 | 0.94867 | 0.94867
Reference | 20_USA | POW_Solid_Biomass_CHP | SH2024 |  |  | 0.99997 | 0.9798 | 0.99236 | 0.94867 | 0.94867 | 0.94867 | 0.94867 | 0.94867 | 0.94867 | 0.94867 | 0.94867 | 0.94867 | 0.94867 | 0.94867 | 0.94867 | 0.94867 | 0.94867 | 0.94867 | 0.94867 | 0.94867 | 0.94867 | 0.94867 | 0.94867 | 0.94867 | 0.94867 | 0.94867 | 0.94867 | 0.94867 | 0.94867 | 0.94867 | 0.94867 | 0.94867 | 0.94867 | 0.94867 | 0.94867 | 0.94867 | 0.94867 | 0.94867 | 0.94867 | 0.94867 | 0.94867 | 0.94867 | 0.94867 | 0.94867 | 0.94867 | 0.94867 | 0.94867 | 0.94867 | 0.94867 | 0.94867 | 0.94867 | 0.94867 | 0.94867 | 0.94867
Reference | 20_USA | POW_Oil_CHP | WW0004 |  |  | 0.48165 | 0.50592 | 0.46815 | 0.47259 | 0.47259 | 0.47259 | 0.47259 | 0.47259 | 0.47259 | 0.47259 | 0.47259 | 0.47259 | 0.47259 | 0.47259 | 0.47259 | 0.47259 | 0.47259 | 0.47259 | 0.47259 | 0.47259 | 0.47259 | 0.47259 | 0.47259 | 0.47259 | 0.47259 | 0.47259 | 0.47259 | 0.47259 | 0.47259 | 0.47259 | 0.47259 | 0.47259 | 0.47259 | 0.47259 | 0.47259 | 0.47259 | 0.47259 | 0.47259 | 0.47259 | 0.47259 | 0.47259 | 0.47259 | 0.47259 | 0.47259 | 0.47259 | 0.47259 | 0.47259 | 0.47259 | 0.47259 | 0.47259 | 0.47259 | 0.47259 | 0.47259 | 0.47259
Reference | 20_USA | POW_Oil_CHP | WW0408 |  |  | 0.48165 | 0.50592 | 0.46815 | 0.47259 | 0.47259 | 0.47259 | 0.47259 | 0.47259 | 0.47259 | 0.47259 | 0.47259 | 0.47259 | 0.47259 | 0.47259 | 0.47259 | 0.47259 | 0.47259 | 0.47259 | 0.47259 | 0.47259 | 0.47259 | 0.47259 | 0.47259 | 0.47259 | 0.47259 | 0.47259 | 0.47259 | 0.47259 | 0.47259 | 0.47259 | 0.47259 | 0.47259 | 0.47259 | 0.47259 | 0.47259 | 0.47259 | 0.47259 | 0.47259 | 0.47259 | 0.47259 | 0.47259 | 0.47259 | 0.47259 | 0.47259 | 0.47259 | 0.47259 | 0.47259 | 0.47259 | 0.47259 | 0.47259 | 0.47259 | 0.47259 | 0.47259 | 0.47259
Reference | 20_USA | POW_Oil_CHP | WW0812 |  |  | 0.48165 | 0.50592 | 0.46815 | 0.47259 | 0.47259 | 0.47259 | 0.47259 | 0.47259 | 0.47259 | 0.47259 | 0.47259 | 0.47259 | 0.47259 | 0.47259 | 0.47259 | 0.47259 | 0.47259 | 0.47259 | 0.47259 | 0.47259 | 0.47259 | 0.47259 | 0.47259 | 0.47259 | 0.47259 | 0.47259 | 0.47259 | 0.47259 | 0.47259 | 0.47259 | 0.47259 | 0.47259 | 0.47259 | 0.47259 | 0.47259 | 0.47259 | 0.47259 | 0.47259 | 0.47259 | 0.47259 | 0.47259 | 0.47259 | 0.47259 | 0.47259 | 0.47259 | 0.47259 | 0.47259 | 0.47259 | 0.47259 | 0.47259 | 0.47259 | 0.47259 | 0.47259 | 0.47259
Reference | 20_USA | POW_Oil_CHP | WW1216 |  |  | 0.48165 | 0.50592 | 0.46815 | 0.47259 | 0.47259 | 0.47259 | 0.47259 | 0.47259 | 0.47259 | 0.47259 | 0.47259 | 0.47259 | 0.47259 | 0.47259 | 0.47259 | 0.47259 | 0.47259 | 0.47259 | 0.47259 | 0.47259 | 0.47259 | 0.47259 | 0.47259 | 0.47259 | 0.47259 | 0.47259 | 0.47259 | 0.47259 | 0.47259 | 0.47259 | 0.47259 | 0.47259 | 0.47259 | 0.47259 | 0.47259 | 0.47259 | 0.47259 | 0.47259 | 0.47259 | 0.47259 | 0.47259 | 0.47259 | 0.47259 | 0.47259 | 0.47259 | 0.47259 | 0.47259 | 0.47259 | 0.47259 | 0.47259 | 0.47259 | 0.47259 | 0.47259 | 0.47259
Reference | 20_USA | POW_Oil_CHP | WW1620 |  |  | 0.48165 | 0.50592 | 0.46815 | 0.47259 | 0.47259 | 0.47259 | 0.47259 | 0.47259 | 0.47259 | 0.47259 | 0.47259 | 0.47259 | 0.47259 | 0.47259 | 0.47259 | 0.47259 | 0.47259 | 0.47259 | 0.47259 | 0.47259 | 0.47259 | 0.47259 | 0.47259 | 0.47259 | 0.47259 | 0.47259 | 0.47259 | 0.47259 | 0.47259 | 0.47259 | 0.47259 | 0.47259 | 0.47259 | 0.47259 | 0.47259 | 0.47259 | 0.47259 | 0.47259 | 0.47259 | 0.47259 | 0.47259 | 0.47259 | 0.47259 | 0.47259 | 0.47259 | 0.47259 | 0.47259 | 0.47259 | 0.47259 | 0.47259 | 0.47259 | 0.47259 | 0.47259 | 0.47259
Reference | 20_USA | POW_Oil_CHP | WW2024 |  |  | 0.48165 | 0.50592 | 0.46815 | 0.47259 | 0.47259 | 0.47259 | 0.47259 | 0.47259 | 0.47259 | 0.47259 | 0.47259 | 0.47259 | 0.47259 | 0.47259 | 0.47259 | 0.47259 | 0.47259 | 0.47259 | 0.47259 | 0.47259 | 0.47259 | 0.47259 | 0.47259 | 0.47259 | 0.47259 | 0.47259 | 0.47259 | 0.47259 | 0.47259 | 0.47259 | 0.47259 | 0.47259 | 0.47259 | 0.47259 | 0.47259 | 0.47259 | 0.47259 | 0.47259 | 0.47259 | 0.47259 | 0.47259 | 0.47259 | 0.47259 | 0.47259 | 0.47259 | 0.47259 | 0.47259 | 0.47259 | 0.47259 | 0.47259 | 0.47259 | 0.47259 | 0.47259 | 0.47259
Reference | 20_USA | POW_Oil_CHP | WH0004 |  |  | 0.48165 | 0.50592 | 0.46815 | 0.47259 | 0.47259 | 0.47259 | 0.47259 | 0.47259 | 0.47259 | 0.47259 | 0.47259 | 0.47259 | 0.47259 | 0.47259 | 0.47259 | 0.47259 | 0.47259 | 0.47259 | 0.47259 | 0.47259 | 0.47259 | 0.47259 | 0.47259 | 0.47259 | 0.47259 | 0.47259 | 0.47259 | 0.47259 | 0.47259 | 0.47259 | 0.47259 | 0.47259 | 0.47259 | 0.47259 | 0.47259 | 0.47259 | 0.47259 | 0.47259 | 0.47259 | 0.47259 | 0.47259 | 0.47259 | 0.47259 | 0.47259 | 0.47259 | 0.47259 | 0.47259 | 0.47259 | 0.47259 | 0.47259 | 0.47259 | 0.47259 | 0.47259 | 0.47259
Reference | 20_USA | POW_Oil_CHP | WH0408 |  |  | 0.48165 | 0.50592 | 0.46815 | 0.47259 | 0.47259 | 0.47259 | 0.47259 | 0.47259 | 0.47259 | 0.47259 | 0.47259 | 0.47259 | 0.47259 | 0.47259 | 0.47259 | 0.47259 | 0.47259 | 0.47259 | 0.47259 | 0.47259 | 0.47259 | 0.47259 | 0.47259 | 0.47259 | 0.47259 | 0.47259 | 0.47259 | 0.47259 | 0.47259 | 0.47259 | 0.47259 | 0.47259 | 0.47259 | 0.47259 | 0.47259 | 0.47259 | 0.47259 | 0.47259 | 0.47259 | 0.47259 | 0.47259 | 0.47259 | 0.47259 | 0.47259 | 0.47259 | 0.47259 | 0.47259 | 0.47259 | 0.47259 | 0.47259 | 0.47259 | 0.47259 | 0.47259 | 0.47259
Reference | 20_USA | POW_Oil_CHP | WH0812 |  |  | 0.48165 | 0.50592 | 0.46815 | 0.47259 | 0.47259 | 0.47259 | 0.47259 | 0.47259 | 0.47259 | 0.47259 | 0.47259 | 0.47259 | 0.47259 | 0.47259 | 0.47259 | 0.47259 | 0.47259 | 0.47259 | 0.47259 | 0.47259 | 0.47259 | 0.47259 | 0.47259 | 0.47259 | 0.47259 | 0.47259 | 0.47259 | 0.47259 | 0.47259 | 0.47259 | 0.47259 | 0.47259 | 0.47259 | 0.47259 | 0.47259 | 0.47259 | 0.47259 | 0.47259 | 0.47259 | 0.47259 | 0.47259 | 0.47259 | 0.47259 | 0.47259 | 0.47259 | 0.47259 | 0.47259 | 0.47259 | 0.47259 | 0.47259 | 0.47259 | 0.47259 | 0.47259 | 0.47259
Reference | 20_USA | POW_Oil_CHP | WH1216 |  |  | 0.48165 | 0.50592 | 0.46815 | 0.47259 | 0.47259 | 0.47259 | 0.47259 | 0.47259 | 0.47259 | 0.47259 | 0.47259 | 0.47259 | 0.47259 | 0.47259 | 0.47259 | 0.47259 | 0.47259 | 0.47259 | 0.47259 | 0.47259 | 0.47259 | 0.47259 | 0.47259 | 0.47259 | 0.47259 | 0.47259 | 0.47259 | 0.47259 | 0.47259 | 0.47259 | 0.47259 | 0.47259 | 0.47259 | 0.47259 | 0.47259 | 0.47259 | 0.47259 | 0.47259 | 0.47259 | 0.47259 | 0.47259 | 0.47259 | 0.47259 | 0.47259 | 0.47259 | 0.47259 | 0.47259 | 0.47259 | 0.47259 | 0.47259 | 0.47259 | 0.47259 | 0.47259 | 0.47259
Reference | 20_USA | POW_Oil_CHP | WH1620 |  |  | 0.48165 | 0.50592 | 0.46815 | 0.47259 | 0.47259 | 0.47259 | 0.47259 | 0.47259 | 0.47259 | 0.47259 | 0.47259 | 0.47259 | 0.47259 | 0.47259 | 0.47259 | 0.47259 | 0.47259 | 0.47259 | 0.47259 | 0.47259 | 0.47259 | 0.47259 | 0.47259 | 0.47259 | 0.47259 | 0.47259 | 0.47259 | 0.47259 | 0.47259 | 0.47259 | 0.47259 | 0.47259 | 0.47259 | 0.47259 | 0.47259 | 0.47259 | 0.47259 | 0.47259 | 0.47259 | 0.47259 | 0.47259 | 0.47259 | 0.47259 | 0.47259 | 0.47259 | 0.47259 | 0.47259 | 0.47259 | 0.47259 | 0.47259 | 0.47259 | 0.47259 | 0.47259 | 0.47259
Reference | 20_USA | POW_Oil_CHP | WH2024 |  |  | 0.48165 | 0.50592 | 0.46815 | 0.47259 | 0.47259 | 0.47259 | 0.47259 | 0.47259 | 0.47259 | 0.47259 | 0.47259 | 0.47259 | 0.47259 | 0.47259 | 0.47259 | 0.47259 | 0.47259 | 0.47259 | 0.47259 | 0.47259 | 0.47259 | 0.47259 | 0.47259 | 0.47259 | 0.47259 | 0.47259 | 0.47259 | 0.47259 | 0.47259 | 0.47259 | 0.47259 | 0.47259 | 0.47259 | 0.47259 | 0.47259 | 0.47259 | 0.47259 | 0.47259 | 0.47259 | 0.47259 | 0.47259 | 0.47259 | 0.47259 | 0.47259 | 0.47259 | 0.47259 | 0.47259 | 0.47259 | 0.47259 | 0.47259 | 0.47259 | 0.47259 | 0.47259 | 0.47259
Reference | 20_USA | POW_Oil_CHP | IW0004 |  |  | 0.48165 | 0.50592 | 0.46815 | 0.47259 | 0.47259 | 0.47259 | 0.47259 | 0.47259 | 0.47259 | 0.47259 | 0.47259 | 0.47259 | 0.47259 | 0.47259 | 0.47259 | 0.47259 | 0.47259 | 0.47259 | 0.47259 | 0.47259 | 0.47259 | 0.47259 | 0.47259 | 0.47259 | 0.47259 | 0.47259 | 0.47259 | 0.47259 | 0.47259 | 0.47259 | 0.47259 | 0.47259 | 0.47259 | 0.47259 | 0.47259 | 0.47259 | 0.47259 | 0.47259 | 0.47259 | 0.47259 | 0.47259 | 0.47259 | 0.47259 | 0.47259 | 0.47259 | 0.47259 | 0.47259 | 0.47259 | 0.47259 | 0.47259 | 0.47259 | 0.47259 | 0.47259 | 0.47259
Reference | 20_USA | POW_Oil_CHP | IW0408 |  |  | 0.48165 | 0.50592 | 0.46815 | 0.47259 | 0.47259 | 0.47259 | 0.47259 | 0.47259 | 0.47259 | 0.47259 | 0.47259 | 0.47259 | 0.47259 | 0.47259 | 0.47259 | 0.47259 | 0.47259 | 0.47259 | 0.47259 | 0.47259 | 0.47259 | 0.47259 | 0.47259 | 0.47259 | 0.47259 | 0.47259 | 0.47259 | 0.47259 | 0.47259 | 0.47259 | 0.47259 | 0.47259 | 0.47259 | 0.47259 | 0.47259 | 0.47259 | 0.47259 | 0.47259 | 0.47259 | 0.47259 | 0.47259 | 0.47259 | 0.47259 | 0.47259 | 0.47259 | 0.47259 | 0.47259 | 0.47259 | 0.47259 | 0.47259 | 0.47259 | 0.47259 | 0.47259 | 0.47259
Reference | 20_USA | POW_Oil_CHP | IW0812 |  |  | 0.48165 | 0.50592 | 0.46815 | 0.47259 | 0.47259 | 0.47259 | 0.47259 | 0.47259 | 0.47259 | 0.47259 | 0.47259 | 0.47259 | 0.47259 | 0.47259 | 0.47259 | 0.47259 | 0.47259 | 0.47259 | 0.47259 | 0.47259 | 0.47259 | 0.47259 | 0.47259 | 0.47259 | 0.47259 | 0.47259 | 0.47259 | 0.47259 | 0.47259 | 0.47259 | 0.47259 | 0.47259 | 0.47259 | 0.47259 | 0.47259 | 0.47259 | 0.47259 | 0.47259 | 0.47259 | 0.47259 | 0.47259 | 0.47259 | 0.47259 | 0.47259 | 0.47259 | 0.47259 | 0.47259 | 0.47259 | 0.47259 | 0.47259 | 0.47259 | 0.47259 | 0.47259 | 0.47259
Reference | 20_USA | POW_Oil_CHP | IW1216 |  |  | 0.48165 | 0.50592 | 0.46815 | 0.47259 | 0.47259 | 0.47259 | 0.47259 | 0.47259 | 0.47259 | 0.47259 | 0.47259 | 0.47259 | 0.47259 | 0.47259 | 0.47259 | 0.47259 | 0.47259 | 0.47259 | 0.47259 | 0.47259 | 0.47259 | 0.47259 | 0.47259 | 0.47259 | 0.47259 | 0.47259 | 0.47259 | 0.47259 | 0.47259 | 0.47259 | 0.47259 | 0.47259 | 0.47259 | 0.47259 | 0.47259 | 0.47259 | 0.47259 | 0.47259 | 0.47259 | 0.47259 | 0.47259 | 0.47259 | 0.47259 | 0.47259 | 0.47259 | 0.47259 | 0.47259 | 0.47259 | 0.47259 | 0.47259 | 0.47259 | 0.47259 | 0.47259 | 0.47259
Reference | 20_USA | POW_Oil_CHP | IW1620 |  |  | 0.48165 | 0.50592 | 0.46815 | 0.47259 | 0.47259 | 0.47259 | 0.47259 | 0.47259 | 0.47259 | 0.47259 | 0.47259 | 0.47259 | 0.47259 | 0.47259 | 0.47259 | 0.47259 | 0.47259 | 0.47259 | 0.47259 | 0.47259 | 0.47259 | 0.47259 | 0.47259 | 0.47259 | 0.47259 | 0.47259 | 0.47259 | 0.47259 | 0.47259 | 0.47259 | 0.47259 | 0.47259 | 0.47259 | 0.47259 | 0.47259 | 0.47259 | 0.47259 | 0.47259 | 0.47259 | 0.47259 | 0.47259 | 0.47259 | 0.47259 | 0.47259 | 0.47259 | 0.47259 | 0.47259 | 0.47259 | 0.47259 | 0.47259 | 0.47259 | 0.47259 | 0.47259 | 0.47259
Reference | 20_USA | POW_Oil_CHP | IW2024 |  |  | 0.48165 | 0.50592 | 0.46815 | 0.47259 | 0.47259 | 0.47259 | 0.47259 | 0.47259 | 0.47259 | 0.47259 | 0.47259 | 0.47259 | 0.47259 | 0.47259 | 0.47259 | 0.47259 | 0.47259 | 0.47259 | 0.47259 | 0.47259 | 0.47259 | 0.47259 | 0.47259 | 0.47259 | 0.47259 | 0.47259 | 0.47259 | 0.47259 | 0.47259 | 0.47259 | 0.47259 | 0.47259 | 0.47259 | 0.47259 | 0.47259 | 0.47259 | 0.47259 | 0.47259 | 0.47259 | 0.47259 | 0.47259 | 0.47259 | 0.47259 | 0.47259 | 0.47259 | 0.47259 | 0.47259 | 0.47259 | 0.47259 | 0.47259 | 0.47259 | 0.47259 | 0.47259 | 0.47259
Reference | 20_USA | POW_Oil_CHP | IH0004 |  |  | 0.48165 | 0.50592 | 0.46815 | 0.47259 | 0.47259 | 0.47259 | 0.47259 | 0.47259 | 0.47259 | 0.47259 | 0.47259 | 0.47259 | 0.47259 | 0.47259 | 0.47259 | 0.47259 | 0.47259 | 0.47259 | 0.47259 | 0.47259 | 0.47259 | 0.47259 | 0.47259 | 0.47259 | 0.47259 | 0.47259 | 0.47259 | 0.47259 | 0.47259 | 0.47259 | 0.47259 | 0.47259 | 0.47259 | 0.47259 | 0.47259 | 0.47259 | 0.47259 | 0.47259 | 0.47259 | 0.47259 | 0.47259 | 0.47259 | 0.47259 | 0.47259 | 0.47259 | 0.47259 | 0.47259 | 0.47259 | 0.47259 | 0.47259 | 0.47259 | 0.47259 | 0.47259 | 0.47259
Reference | 20_USA | POW_Oil_CHP | IH0408 |  |  | 0.48165 | 0.50592 | 0.46815 | 0.47259 | 0.47259 | 0.47259 | 0.47259 | 0.47259 | 0.47259 | 0.47259 | 0.47259 | 0.47259 | 0.47259 | 0.47259 | 0.47259 | 0.47259 | 0.47259 | 0.47259 | 0.47259 | 0.47259 | 0.47259 | 0.47259 | 0.47259 | 0.47259 | 0.47259 | 0.47259 | 0.47259 | 0.47259 | 0.47259 | 0.47259 | 0.47259 | 0.47259 | 0.47259 | 0.47259 | 0.47259 | 0.47259 | 0.47259 | 0.47259 | 0.47259 | 0.47259 | 0.47259 | 0.47259 | 0.47259 | 0.47259 | 0.47259 | 0.47259 | 0.47259 | 0.47259 | 0.47259 | 0.47259 | 0.47259 | 0.47259 | 0.47259 | 0.47259
Reference | 20_USA | POW_Oil_CHP | IH0812 |  |  | 0.48165 | 0.50592 | 0.46815 | 0.47259 | 0.47259 | 0.47259 | 0.47259 | 0.47259 | 0.47259 | 0.47259 | 0.47259 | 0.47259 | 0.47259 | 0.47259 | 0.47259 | 0.47259 | 0.47259 | 0.47259 | 0.47259 | 0.47259 | 0.47259 | 0.47259 | 0.47259 | 0.47259 | 0.47259 | 0.47259 | 0.47259 | 0.47259 | 0.47259 | 0.47259 | 0.47259 | 0.47259 | 0.47259 | 0.47259 | 0.47259 | 0.47259 | 0.47259 | 0.47259 | 0.47259 | 0.47259 | 0.47259 | 0.47259 | 0.47259 | 0.47259 | 0.47259 | 0.47259 | 0.47259 | 0.47259 | 0.47259 | 0.47259 | 0.47259 | 0.47259 | 0.47259 | 0.47259
Reference | 20_USA | POW_Oil_CHP | IH1216 |  |  | 0.48165 | 0.50592 | 0.46815 | 0.47259 | 0.47259 | 0.47259 | 0.47259 | 0.47259 | 0.47259 | 0.47259 | 0.47259 | 0.47259 | 0.47259 | 0.47259 | 0.47259 | 0.47259 | 0.47259 | 0.47259 | 0.47259 | 0.47259 | 0.47259 | 0.47259 | 0.47259 | 0.47259 | 0.47259 | 0.47259 | 0.47259 | 0.47259 | 0.47259 | 0.47259 | 0.47259 | 0.47259 | 0.47259 | 0.47259 | 0.47259 | 0.47259 | 0.47259 | 0.47259 | 0.47259 | 0.47259 | 0.47259 | 0.47259 | 0.47259 | 0.47259 | 0.47259 | 0.47259 | 0.47259 | 0.47259 | 0.47259 | 0.47259 | 0.47259 | 0.47259 | 0.47259 | 0.47259
Reference | 20_USA | POW_Oil_CHP | IH1620 |  |  | 0.48165 | 0.50592 | 0.46815 | 0.47259 | 0.47259 | 0.47259 | 0.47259 | 0.47259 | 0.47259 | 0.47259 | 0.47259 | 0.47259 | 0.47259 | 0.47259 | 0.47259 | 0.47259 | 0.47259 | 0.47259 | 0.47259 | 0.47259 | 0.47259 | 0.47259 | 0.47259 | 0.47259 | 0.47259 | 0.47259 | 0.47259 | 0.47259 | 0.47259 | 0.47259 | 0.47259 | 0.47259 | 0.47259 | 0.47259 | 0.47259 | 0.47259 | 0.47259 | 0.47259 | 0.47259 | 0.47259 | 0.47259 | 0.47259 | 0.47259 | 0.47259 | 0.47259 | 0.47259 | 0.47259 | 0.47259 | 0.47259 | 0.47259 | 0.47259 | 0.47259 | 0.47259 | 0.47259
Reference | 20_USA | POW_Oil_CHP | IH2024 |  |  | 0.48165 | 0.50592 | 0.46815 | 0.47259 | 0.47259 | 0.47259 | 0.47259 | 0.47259 | 0.47259 | 0.47259 | 0.47259 | 0.47259 | 0.47259 | 0.47259 | 0.47259 | 0.47259 | 0.47259 | 0.47259 | 0.47259 | 0.47259 | 0.47259 | 0.47259 | 0.47259 | 0.47259 | 0.47259 | 0.47259 | 0.47259 | 0.47259 | 0.47259 | 0.47259 | 0.47259 | 0.47259 | 0.47259 | 0.47259 | 0.47259 | 0.47259 | 0.47259 | 0.47259 | 0.47259 | 0.47259 | 0.47259 | 0.47259 | 0.47259 | 0.47259 | 0.47259 | 0.47259 | 0.47259 | 0.47259 | 0.47259 | 0.47259 | 0.47259 | 0.47259 | 0.47259 | 0.47259
Reference | 20_USA | POW_Oil_CHP | SW0004 |  |  | 0.48165 | 0.50592 | 0.46815 | 0.47259 | 0.47259 | 0.47259 | 0.47259 | 0.47259 | 0.47259 | 0.47259 | 0.47259 | 0.47259 | 0.47259 | 0.47259 | 0.47259 | 0.47259 | 0.47259 | 0.47259 | 0.47259 | 0.47259 | 0.47259 | 0.47259 | 0.47259 | 0.47259 | 0.47259 | 0.47259 | 0.47259 | 0.47259 | 0.47259 | 0.47259 | 0.47259 | 0.47259 | 0.47259 | 0.47259 | 0.47259 | 0.47259 | 0.47259 | 0.47259 | 0.47259 | 0.47259 | 0.47259 | 0.47259 | 0.47259 | 0.47259 | 0.47259 | 0.47259 | 0.47259 | 0.47259 | 0.47259 | 0.47259 | 0.47259 | 0.47259 | 0.47259 | 0.47259
Reference | 20_USA | POW_Oil_CHP | SW0408 |  |  | 0.48165 | 0.50592 | 0.46815 | 0.47259 | 0.47259 | 0.47259 | 0.47259 | 0.47259 | 0.47259 | 0.47259 | 0.47259 | 0.47259 | 0.47259 | 0.47259 | 0.47259 | 0.47259 | 0.47259 | 0.47259 | 0.47259 | 0.47259 | 0.47259 | 0.47259 | 0.47259 | 0.47259 | 0.47259 | 0.47259 | 0.47259 | 0.47259 | 0.47259 | 0.47259 | 0.47259 | 0.47259 | 0.47259 | 0.47259 | 0.47259 | 0.47259 | 0.47259 | 0.47259 | 0.47259 | 0.47259 | 0.47259 | 0.47259 | 0.47259 | 0.47259 | 0.47259 | 0.47259 | 0.47259 | 0.47259 | 0.47259 | 0.47259 | 0.47259 | 0.47259 | 0.47259 | 0.47259
Reference | 20_USA | POW_Oil_CHP | SW0812 |  |  | 0.48165 | 0.50592 | 0.46815 | 0.47259 | 0.47259 | 0.47259 | 0.47259 | 0.47259 | 0.47259 | 0.47259 | 0.47259 | 0.47259 | 0.47259 | 0.47259 | 0.47259 | 0.47259 | 0.47259 | 0.47259 | 0.47259 | 0.47259 | 0.47259 | 0.47259 | 0.47259 | 0.47259 | 0.47259 | 0.47259 | 0.47259 | 0.47259 | 0.47259 | 0.47259 | 0.47259 | 0.47259 | 0.47259 | 0.47259 | 0.47259 | 0.47259 | 0.47259 | 0.47259 | 0.47259 | 0.47259 | 0.47259 | 0.47259 | 0.47259 | 0.47259 | 0.47259 | 0.47259 | 0.47259 | 0.47259 | 0.47259 | 0.47259 | 0.47259 | 0.47259 | 0.47259 | 0.47259
Reference | 20_USA | POW_Oil_CHP | SW1216 |  |  | 0.48165 | 0.50592 | 0.46815 | 0.47259 | 0.47259 | 0.47259 | 0.47259 | 0.47259 | 0.47259 | 0.47259 | 0.47259 | 0.47259 | 0.47259 | 0.47259 | 0.47259 | 0.47259 | 0.47259 | 0.47259 | 0.47259 | 0.47259 | 0.47259 | 0.47259 | 0.47259 | 0.47259 | 0.47259 | 0.47259 | 0.47259 | 0.47259 | 0.47259 | 0.47259 | 0.47259 | 0.47259 | 0.47259 | 0.47259 | 0.47259 | 0.47259 | 0.47259 | 0.47259 | 0.47259 | 0.47259 | 0.47259 | 0.47259 | 0.47259 | 0.47259 | 0.47259 | 0.47259 | 0.47259 | 0.47259 | 0.47259 | 0.47259 | 0.47259 | 0.47259 | 0.47259 | 0.47259
Reference | 20_USA | POW_Oil_CHP | SW1620 |  |  | 0.48165 | 0.50592 | 0.46815 | 0.47259 | 0.47259 | 0.47259 | 0.47259 | 0.47259 | 0.47259 | 0.47259 | 0.47259 | 0.47259 | 0.47259 | 0.47259 | 0.47259 | 0.47259 | 0.47259 | 0.47259 | 0.47259 | 0.47259 | 0.47259 | 0.47259 | 0.47259 | 0.47259 | 0.47259 | 0.47259 | 0.47259 | 0.47259 | 0.47259 | 0.47259 | 0.47259 | 0.47259 | 0.47259 | 0.47259 | 0.47259 | 0.47259 | 0.47259 | 0.47259 | 0.47259 | 0.47259 | 0.47259 | 0.47259 | 0.47259 | 0.47259 | 0.47259 | 0.47259 | 0.47259 | 0.47259 | 0.47259 | 0.47259 | 0.47259 | 0.47259 | 0.47259 | 0.47259
Reference | 20_USA | POW_Oil_CHP | SW2024 |  |  | 0.48165 | 0.50592 | 0.46815 | 0.47259 | 0.47259 | 0.47259 | 0.47259 | 0.47259 | 0.47259 | 0.47259 | 0.47259 | 0.47259 | 0.47259 | 0.47259 | 0.47259 | 0.47259 | 0.47259 | 0.47259 | 0.47259 | 0.47259 | 0.47259 | 0.47259 | 0.47259 | 0.47259 | 0.47259 | 0.47259 | 0.47259 | 0.47259 | 0.47259 | 0.47259 | 0.47259 | 0.47259 | 0.47259 | 0.47259 | 0.47259 | 0.47259 | 0.47259 | 0.47259 | 0.47259 | 0.47259 | 0.47259 | 0.47259 | 0.47259 | 0.47259 | 0.47259 | 0.47259 | 0.47259 | 0.47259 | 0.47259 | 0.47259 | 0.47259 | 0.47259 | 0.47259 | 0.47259
Reference | 20_USA | POW_Oil_CHP | SH0004 |  |  | 0.48165 | 0.50592 | 0.46815 | 0.47259 | 0.47259 | 0.47259 | 0.47259 | 0.47259 | 0.47259 | 0.47259 | 0.47259 | 0.47259 | 0.47259 | 0.47259 | 0.47259 | 0.47259 | 0.47259 | 0.47259 | 0.47259 | 0.47259 | 0.47259 | 0.47259 | 0.47259 | 0.47259 | 0.47259 | 0.47259 | 0.47259 | 0.47259 | 0.47259 | 0.47259 | 0.47259 | 0.47259 | 0.47259 | 0.47259 | 0.47259 | 0.47259 | 0.47259 | 0.47259 | 0.47259 | 0.47259 | 0.47259 | 0.47259 | 0.47259 | 0.47259 | 0.47259 | 0.47259 | 0.47259 | 0.47259 | 0.47259 | 0.47259 | 0.47259 | 0.47259 | 0.47259 | 0.47259
Reference | 20_USA | POW_Oil_CHP | SH0408 |  |  | 0.48165 | 0.50592 | 0.46815 | 0.47259 | 0.47259 | 0.47259 | 0.47259 | 0.47259 | 0.47259 | 0.47259 | 0.47259 | 0.47259 | 0.47259 | 0.47259 | 0.47259 | 0.47259 | 0.47259 | 0.47259 | 0.47259 | 0.47259 | 0.47259 | 0.47259 | 0.47259 | 0.47259 | 0.47259 | 0.47259 | 0.47259 | 0.47259 | 0.47259 | 0.47259 | 0.47259 | 0.47259 | 0.47259 | 0.47259 | 0.47259 | 0.47259 | 0.47259 | 0.47259 | 0.47259 | 0.47259 | 0.47259 | 0.47259 | 0.47259 | 0.47259 | 0.47259 | 0.47259 | 0.47259 | 0.47259 | 0.47259 | 0.47259 | 0.47259 | 0.47259 | 0.47259 | 0.47259
Reference | 20_USA | POW_Oil_CHP | SH0812 |  |  | 0.48165 | 0.50592 | 0.46815 | 0.47259 | 0.47259 | 0.47259 | 0.47259 | 0.47259 | 0.47259 | 0.47259 | 0.47259 | 0.47259 | 0.47259 | 0.47259 | 0.47259 | 0.47259 | 0.47259 | 0.47259 | 0.47259 | 0.47259 | 0.47259 | 0.47259 | 0.47259 | 0.47259 | 0.47259 | 0.47259 | 0.47259 | 0.47259 | 0.47259 | 0.47259 | 0.47259 | 0.47259 | 0.47259 | 0.47259 | 0.47259 | 0.47259 | 0.47259 | 0.47259 | 0.47259 | 0.47259 | 0.47259 | 0.47259 | 0.47259 | 0.47259 | 0.47259 | 0.47259 | 0.47259 | 0.47259 | 0.47259 | 0.47259 | 0.47259 | 0.47259 | 0.47259 | 0.47259
Reference | 20_USA | POW_Oil_CHP | SH1216 |  |  | 0.48165 | 0.50592 | 0.46815 | 0.47259 | 0.47259 | 0.47259 | 0.47259 | 0.47259 | 0.47259 | 0.47259 | 0.47259 | 0.47259 | 0.47259 | 0.47259 | 0.47259 | 0.47259 | 0.47259 | 0.47259 | 0.47259 | 0.47259 | 0.47259 | 0.47259 | 0.47259 | 0.47259 | 0.47259 | 0.47259 | 0.47259 | 0.47259 | 0.47259 | 0.47259 | 0.47259 | 0.47259 | 0.47259 | 0.47259 | 0.47259 | 0.47259 | 0.47259 | 0.47259 | 0.47259 | 0.47259 | 0.47259 | 0.47259 | 0.47259 | 0.47259 | 0.47259 | 0.47259 | 0.47259 | 0.47259 | 0.47259 | 0.47259 | 0.47259 | 0.47259 | 0.47259 | 0.47259
Reference | 20_USA | POW_Oil_CHP | SH1620 |  |  | 0.48165 | 0.50592 | 0.46815 | 0.47259 | 0.47259 | 0.47259 | 0.47259 | 0.47259 | 0.47259 | 0.47259 | 0.47259 | 0.47259 | 0.47259 | 0.47259 | 0.47259 | 0.47259 | 0.47259 | 0.47259 | 0.47259 | 0.47259 | 0.47259 | 0.47259 | 0.47259 | 0.47259 | 0.47259 | 0.47259 | 0.47259 | 0.47259 | 0.47259 | 0.47259 | 0.47259 | 0.47259 | 0.47259 | 0.47259 | 0.47259 | 0.47259 | 0.47259 | 0.47259 | 0.47259 | 0.47259 | 0.47259 | 0.47259 | 0.47259 | 0.47259 | 0.47259 | 0.47259 | 0.47259 | 0.47259 | 0.47259 | 0.47259 | 0.47259 | 0.47259 | 0.47259 | 0.47259
Reference | 20_USA | POW_Oil_CHP | SH2024 |  |  | 0.48165 | 0.50592 | 0.46815 | 0.47259 | 0.47259 | 0.47259 | 0.47259 | 0.47259 | 0.47259 | 0.47259 | 0.47259 | 0.47259 | 0.47259 | 0.47259 | 0.47259 | 0.47259 | 0.47259 | 0.47259 | 0.47259 | 0.47259 | 0.47259 | 0.47259 | 0.47259 | 0.47259 | 0.47259 | 0.47259 | 0.47259 | 0.47259 | 0.47259 | 0.47259 | 0.47259 | 0.47259 | 0.47259 | 0.47259 | 0.47259 | 0.47259 | 0.47259 | 0.47259 | 0.47259 | 0.47259 | 0.47259 | 0.47259 | 0.47259 | 0.47259 | 0.47259 | 0.47259 | 0.47259 | 0.47259 | 0.47259 | 0.47259 | 0.47259 | 0.47259 | 0.47259 | 0.47259
Reference | 20_USA | POW_Other_CHP | WW0004 |  |  | 0.75023 | 0.71699 | 0.694 | 0.65622 | 0.7 | 0.7 | 0.7 | 0.7 | 0.7 | 0.7 | 0.7 | 0.7 | 0.7 | 0.7 | 0.7 | 0.7 | 0.7 | 0.7 | 0.7 | 0.7 | 0.7 | 0.7 | 0.7 | 0.7 | 0.7 | 0.7 | 0.7 | 0.7 | 0.7 | 0.7 | 0.7 | 0.7 | 0.7 | 0.7 | 0.7 | 0.7 | 0.7 | 0.7 | 0.7 | 0.7 | 0.7 | 0.7 | 0.7 | 0.7 | 0.7 | 0.7 | 0.7 | 0.7 | 0.7 | 0.7 | 0.7 | 0.7 | 0.7 | 0.7
Reference | 20_USA | POW_Other_CHP | WW0408 |  |  | 0.75023 | 0.71699 | 0.694 | 0.65622 | 0.7 | 0.7 | 0.7 | 0.7 | 0.7 | 0.7 | 0.7 | 0.7 | 0.7 | 0.7 | 0.7 | 0.7 | 0.7 | 0.7 | 0.7 | 0.7 | 0.7 | 0.7 | 0.7 | 0.7 | 0.7 | 0.7 | 0.7 | 0.7 | 0.7 | 0.7 | 0.7 | 0.7 | 0.7 | 0.7 | 0.7 | 0.7 | 0.7 | 0.7 | 0.7 | 0.7 | 0.7 | 0.7 | 0.7 | 0.7 | 0.7 | 0.7 | 0.7 | 0.7 | 0.7 | 0.7 | 0.7 | 0.7 | 0.7 | 0.7
Reference | 20_USA | POW_Other_CHP | WW0812 |  |  | 0.75023 | 0.71699 | 0.694 | 0.65622 | 0.7 | 0.7 | 0.7 | 0.7 | 0.7 | 0.7 | 0.7 | 0.7 | 0.7 | 0.7 | 0.7 | 0.7 | 0.7 | 0.7 | 0.7 | 0.7 | 0.7 | 0.7 | 0.7 | 0.7 | 0.7 | 0.7 | 0.7 | 0.7 | 0.7 | 0.7 | 0.7 | 0.7 | 0.7 | 0.7 | 0.7 | 0.7 | 0.7 | 0.7 | 0.7 | 0.7 | 0.7 | 0.7 | 0.7 | 0.7 | 0.7 | 0.7 | 0.7 | 0.7 | 0.7 | 0.7 | 0.7 | 0.7 | 0.7 | 0.7
Reference | 20_USA | POW_Other_CHP | WW1216 |  |  | 0.75023 | 0.71699 | 0.694 | 0.65622 | 0.7 | 0.7 | 0.7 | 0.7 | 0.7 | 0.7 | 0.7 | 0.7 | 0.7 | 0.7 | 0.7 | 0.7 | 0.7 | 0.7 | 0.7 | 0.7 | 0.7 | 0.7 | 0.7 | 0.7 | 0.7 | 0.7 | 0.7 | 0.7 | 0.7 | 0.7 | 0.7 | 0.7 | 0.7 | 0.7 | 0.7 | 0.7 | 0.7 | 0.7 | 0.7 | 0.7 | 0.7 | 0.7 | 0.7 | 0.7 | 0.7 | 0.7 | 0.7 | 0.7 | 0.7 | 0.7 | 0.7 | 0.7 | 0.7 | 0.7
Reference | 20_USA | POW_Other_CHP | WW1620 |  |  | 0.75023 | 0.71699 | 0.694 | 0.65622 | 0.7 | 0.7 | 0.7 | 0.7 | 0.7 | 0.7 | 0.7 | 0.7 | 0.7 | 0.7 | 0.7 | 0.7 | 0.7 | 0.7 | 0.7 | 0.7 | 0.7 | 0.7 | 0.7 | 0.7 | 0.7 | 0.7 | 0.7 | 0.7 | 0.7 | 0.7 | 0.7 | 0.7 | 0.7 | 0.7 | 0.7 | 0.7 | 0.7 | 0.7 | 0.7 | 0.7 | 0.7 | 0.7 | 0.7 | 0.7 | 0.7 | 0.7 | 0.7 | 0.7 | 0.7 | 0.7 | 0.7 | 0.7 | 0.7 | 0.7
Reference | 20_USA | POW_Other_CHP | WW2024 |  |  | 0.75023 | 0.71699 | 0.694 | 0.65622 | 0.7 | 0.7 | 0.7 | 0.7 | 0.7 | 0.7 | 0.7 | 0.7 | 0.7 | 0.7 | 0.7 | 0.7 | 0.7 | 0.7 | 0.7 | 0.7 | 0.7 | 0.7 | 0.7 | 0.7 | 0.7 | 0.7 | 0.7 | 0.7 | 0.7 | 0.7 | 0.7 | 0.7 | 0.7 | 0.7 | 0.7 | 0.7 | 0.7 | 0.7 | 0.7 | 0.7 | 0.7 | 0.7 | 0.7 | 0.7 | 0.7 | 0.7 | 0.7 | 0.7 | 0.7 | 0.7 | 0.7 | 0.7 | 0.7 | 0.7
Reference | 20_USA | POW_Other_CHP | WH0004 |  |  | 0.75023 | 0.71699 | 0.694 | 0.65622 | 0.7 | 0.7 | 0.7 | 0.7 | 0.7 | 0.7 | 0.7 | 0.7 | 0.7 | 0.7 | 0.7 | 0.7 | 0.7 | 0.7 | 0.7 | 0.7 | 0.7 | 0.7 | 0.7 | 0.7 | 0.7 | 0.7 | 0.7 | 0.7 | 0.7 | 0.7 | 0.7 | 0.7 | 0.7 | 0.7 | 0.7 | 0.7 | 0.7 | 0.7 | 0.7 | 0.7 | 0.7 | 0.7 | 0.7 | 0.7 | 0.7 | 0.7 | 0.7 | 0.7 | 0.7 | 0.7 | 0.7 | 0.7 | 0.7 | 0.7
Reference | 20_USA | POW_Other_CHP | WH0408 |  |  | 0.75023 | 0.71699 | 0.694 | 0.65622 | 0.7 | 0.7 | 0.7 | 0.7 | 0.7 | 0.7 | 0.7 | 0.7 | 0.7 | 0.7 | 0.7 | 0.7 | 0.7 | 0.7 | 0.7 | 0.7 | 0.7 | 0.7 | 0.7 | 0.7 | 0.7 | 0.7 | 0.7 | 0.7 | 0.7 | 0.7 | 0.7 | 0.7 | 0.7 | 0.7 | 0.7 | 0.7 | 0.7 | 0.7 | 0.7 | 0.7 | 0.7 | 0.7 | 0.7 | 0.7 | 0.7 | 0.7 | 0.7 | 0.7 | 0.7 | 0.7 | 0.7 | 0.7 | 0.7 | 0.7
Reference | 20_USA | POW_Other_CHP | WH0812 |  |  | 0.75023 | 0.71699 | 0.694 | 0.65622 | 0.7 | 0.7 | 0.7 | 0.7 | 0.7 | 0.7 | 0.7 | 0.7 | 0.7 | 0.7 | 0.7 | 0.7 | 0.7 | 0.7 | 0.7 | 0.7 | 0.7 | 0.7 | 0.7 | 0.7 | 0.7 | 0.7 | 0.7 | 0.7 | 0.7 | 0.7 | 0.7 | 0.7 | 0.7 | 0.7 | 0.7 | 0.7 | 0.7 | 0.7 | 0.7 | 0.7 | 0.7 | 0.7 | 0.7 | 0.7 | 0.7 | 0.7 | 0.7 | 0.7 | 0.7 | 0.7 | 0.7 | 0.7 | 0.7 | 0.7
Reference | 20_USA | POW_Other_CHP | WH1216 |  |  | 0.75023 | 0.71699 | 0.694 | 0.65622 | 0.7 | 0.7 | 0.7 | 0.7 | 0.7 | 0.7 | 0.7 | 0.7 | 0.7 | 0.7 | 0.7 | 0.7 | 0.7 | 0.7 | 0.7 | 0.7 | 0.7 | 0.7 | 0.7 | 0.7 | 0.7 | 0.7 | 0.7 | 0.7 | 0.7 | 0.7 | 0.7 | 0.7 | 0.7 | 0.7 | 0.7 | 0.7 | 0.7 | 0.7 | 0.7 | 0.7 | 0.7 | 0.7 | 0.7 | 0.7 | 0.7 | 0.7 | 0.7 | 0.7 | 0.7 | 0.7 | 0.7 | 0.7 | 0.7 | 0.7
Reference | 20_USA | POW_Other_CHP | WH1620 |  |  | 0.75023 | 0.71699 | 0.694 | 0.65622 | 0.7 | 0.7 | 0.7 | 0.7 | 0.7 | 0.7 | 0.7 | 0.7 | 0.7 | 0.7 | 0.7 | 0.7 | 0.7 | 0.7 | 0.7 | 0.7 | 0.7 | 0.7 | 0.7 | 0.7 | 0.7 | 0.7 | 0.7 | 0.7 | 0.7 | 0.7 | 0.7 | 0.7 | 0.7 | 0.7 | 0.7 | 0.7 | 0.7 | 0.7 | 0.7 | 0.7 | 0.7 | 0.7 | 0.7 | 0.7 | 0.7 | 0.7 | 0.7 | 0.7 | 0.7 | 0.7 | 0.7 | 0.7 | 0.7 | 0.7
Reference | 20_USA | POW_Other_CHP | WH2024 |  |  | 0.75023 | 0.71699 | 0.694 | 0.65622 | 0.7 | 0.7 | 0.7 | 0.7 | 0.7 | 0.7 | 0.7 | 0.7 | 0.7 | 0.7 | 0.7 | 0.7 | 0.7 | 0.7 | 0.7 | 0.7 | 0.7 | 0.7 | 0.7 | 0.7 | 0.7 | 0.7 | 0.7 | 0.7 | 0.7 | 0.7 | 0.7 | 0.7 | 0.7 | 0.7 | 0.7 | 0.7 | 0.7 | 0.7 | 0.7 | 0.7 | 0.7 | 0.7 | 0.7 | 0.7 | 0.7 | 0.7 | 0.7 | 0.7 | 0.7 | 0.7 | 0.7 | 0.7 | 0.7 | 0.7
Reference | 20_USA | POW_Other_CHP | IW0004 |  |  | 0.75023 | 0.71699 | 0.694 | 0.65622 | 0.7 | 0.7 | 0.7 | 0.7 | 0.7 | 0.7 | 0.7 | 0.7 | 0.7 | 0.7 | 0.7 | 0.7 | 0.7 | 0.7 | 0.7 | 0.7 | 0.7 | 0.7 | 0.7 | 0.7 | 0.7 | 0.7 | 0.7 | 0.7 | 0.7 | 0.7 | 0.7 | 0.7 | 0.7 | 0.7 | 0.7 | 0.7 | 0.7 | 0.7 | 0.7 | 0.7 | 0.7 | 0.7 | 0.7 | 0.7 | 0.7 | 0.7 | 0.7 | 0.7 | 0.7 | 0.7 | 0.7 | 0.7 | 0.7 | 0.7
Reference | 20_USA | POW_Other_CHP | IW0408 |  |  | 0.75023 | 0.71699 | 0.694 | 0.65622 | 0.7 | 0.7 | 0.7 | 0.7 | 0.7 | 0.7 | 0.7 | 0.7 | 0.7 | 0.7 | 0.7 | 0.7 | 0.7 | 0.7 | 0.7 | 0.7 | 0.7 | 0.7 | 0.7 | 0.7 | 0.7 | 0.7 | 0.7 | 0.7 | 0.7 | 0.7 | 0.7 | 0.7 | 0.7 | 0.7 | 0.7 | 0.7 | 0.7 | 0.7 | 0.7 | 0.7 | 0.7 | 0.7 | 0.7 | 0.7 | 0.7 | 0.7 | 0.7 | 0.7 | 0.7 | 0.7 | 0.7 | 0.7 | 0.7 | 0.7
Reference | 20_USA | POW_Other_CHP | IW0812 |  |  | 0.75023 | 0.71699 | 0.694 | 0.65622 | 0.7 | 0.7 | 0.7 | 0.7 | 0.7 | 0.7 | 0.7 | 0.7 | 0.7 | 0.7 | 0.7 | 0.7 | 0.7 | 0.7 | 0.7 | 0.7 | 0.7 | 0.7 | 0.7 | 0.7 | 0.7 | 0.7 | 0.7 | 0.7 | 0.7 | 0.7 | 0.7 | 0.7 | 0.7 | 0.7 | 0.7 | 0.7 | 0.7 | 0.7 | 0.7 | 0.7 | 0.7 | 0.7 | 0.7 | 0.7 | 0.7 | 0.7 | 0.7 | 0.7 | 0.7 | 0.7 | 0.7 | 0.7 | 0.7 | 0.7
Reference | 20_USA | POW_Other_CHP | IW1216 |  |  | 0.75023 | 0.71699 | 0.694 | 0.65622 | 0.7 | 0.7 | 0.7 | 0.7 | 0.7 | 0.7 | 0.7 | 0.7 | 0.7 | 0.7 | 0.7 | 0.7 | 0.7 | 0.7 | 0.7 | 0.7 | 0.7 | 0.7 | 0.7 | 0.7 | 0.7 | 0.7 | 0.7 | 0.7 | 0.7 | 0.7 | 0.7 | 0.7 | 0.7 | 0.7 | 0.7 | 0.7 | 0.7 | 0.7 | 0.7 | 0.7 | 0.7 | 0.7 | 0.7 | 0.7 | 0.7 | 0.7 | 0.7 | 0.7 | 0.7 | 0.7 | 0.7 | 0.7 | 0.7 | 0.7
Reference | 20_USA | POW_Other_CHP | IW1620 |  |  | 0.75023 | 0.71699 | 0.694 | 0.65622 | 0.7 | 0.7 | 0.7 | 0.7 | 0.7 | 0.7 | 0.7 | 0.7 | 0.7 | 0.7 | 0.7 | 0.7 | 0.7 | 0.7 | 0.7 | 0.7 | 0.7 | 0.7 | 0.7 | 0.7 | 0.7 | 0.7 | 0.7 | 0.7 | 0.7 | 0.7 | 0.7 | 0.7 | 0.7 | 0.7 | 0.7 | 0.7 | 0.7 | 0.7 | 0.7 | 0.7 | 0.7 | 0.7 | 0.7 | 0.7 | 0.7 | 0.7 | 0.7 | 0.7 | 0.7 | 0.7 | 0.7 | 0.7 | 0.7 | 0.7
Reference | 20_USA | POW_Other_CHP | IW2024 |  |  | 0.75023 | 0.71699 | 0.694 | 0.65622 | 0.7 | 0.7 | 0.7 | 0.7 | 0.7 | 0.7 | 0.7 | 0.7 | 0.7 | 0.7 | 0.7 | 0.7 | 0.7 | 0.7 | 0.7 | 0.7 | 0.7 | 0.7 | 0.7 | 0.7 | 0.7 | 0.7 | 0.7 | 0.7 | 0.7 | 0.7 | 0.7 | 0.7 | 0.7 | 0.7 | 0.7 | 0.7 | 0.7 | 0.7 | 0.7 | 0.7 | 0.7 | 0.7 | 0.7 | 0.7 | 0.7 | 0.7 | 0.7 | 0.7 | 0.7 | 0.7 | 0.7 | 0.7 | 0.7 | 0.7
Reference | 20_USA | POW_Other_CHP | IH0004 |  |  | 0.75023 | 0.71699 | 0.694 | 0.65622 | 0.7 | 0.7 | 0.7 | 0.7 | 0.7 | 0.7 | 0.7 | 0.7 | 0.7 | 0.7 | 0.7 | 0.7 | 0.7 | 0.7 | 0.7 | 0.7 | 0.7 | 0.7 | 0.7 | 0.7 | 0.7 | 0.7 | 0.7 | 0.7 | 0.7 | 0.7 | 0.7 | 0.7 | 0.7 | 0.7 | 0.7 | 0.7 | 0.7 | 0.7 | 0.7 | 0.7 | 0.7 | 0.7 | 0.7 | 0.7 | 0.7 | 0.7 | 0.7 | 0.7 | 0.7 | 0.7 | 0.7 | 0.7 | 0.7 | 0.7
Reference | 20_USA | POW_Other_CHP | IH0408 |  |  | 0.75023 | 0.71699 | 0.694 | 0.65622 | 0.7 | 0.7 | 0.7 | 0.7 | 0.7 | 0.7 | 0.7 | 0.7 | 0.7 | 0.7 | 0.7 | 0.7 | 0.7 | 0.7 | 0.7 | 0.7 | 0.7 | 0.7 | 0.7 | 0.7 | 0.7 | 0.7 | 0.7 | 0.7 | 0.7 | 0.7 | 0.7 | 0.7 | 0.7 | 0.7 | 0.7 | 0.7 | 0.7 | 0.7 | 0.7 | 0.7 | 0.7 | 0.7 | 0.7 | 0.7 | 0.7 | 0.7 | 0.7 | 0.7 | 0.7 | 0.7 | 0.7 | 0.7 | 0.7 | 0.7
Reference | 20_USA | POW_Other_CHP | IH0812 |  |  | 0.75023 | 0.71699 | 0.694 | 0.65622 | 0.7 | 0.7 | 0.7 | 0.7 | 0.7 | 0.7 | 0.7 | 0.7 | 0.7 | 0.7 | 0.7 | 0.7 | 0.7 | 0.7 | 0.7 | 0.7 | 0.7 | 0.7 | 0.7 | 0.7 | 0.7 | 0.7 | 0.7 | 0.7 | 0.7 | 0.7 | 0.7 | 0.7 | 0.7 | 0.7 | 0.7 | 0.7 | 0.7 | 0.7 | 0.7 | 0.7 | 0.7 | 0.7 | 0.7 | 0.7 | 0.7 | 0.7 | 0.7 | 0.7 | 0.7 | 0.7 | 0.7 | 0.7 | 0.7 | 0.7
Reference | 20_USA | POW_Other_CHP | IH1216 |  |  | 0.75023 | 0.71699 | 0.694 | 0.65622 | 0.7 | 0.7 | 0.7 | 0.7 | 0.7 | 0.7 | 0.7 | 0.7 | 0.7 | 0.7 | 0.7 | 0.7 | 0.7 | 0.7 | 0.7 | 0.7 | 0.7 | 0.7 | 0.7 | 0.7 | 0.7 | 0.7 | 0.7 | 0.7 | 0.7 | 0.7 | 0.7 | 0.7 | 0.7 | 0.7 | 0.7 | 0.7 | 0.7 | 0.7 | 0.7 | 0.7 | 0.7 | 0.7 | 0.7 | 0.7 | 0.7 | 0.7 | 0.7 | 0.7 | 0.7 | 0.7 | 0.7 | 0.7 | 0.7 | 0.7
Reference | 20_USA | POW_Other_CHP | IH1620 |  |  | 0.75023 | 0.71699 | 0.694 | 0.65622 | 0.7 | 0.7 | 0.7 | 0.7 | 0.7 | 0.7 | 0.7 | 0.7 | 0.7 | 0.7 | 0.7 | 0.7 | 0.7 | 0.7 | 0.7 | 0.7 | 0.7 | 0.7 | 0.7 | 0.7 | 0.7 | 0.7 | 0.7 | 0.7 | 0.7 | 0.7 | 0.7 | 0.7 | 0.7 | 0.7 | 0.7 | 0.7 | 0.7 | 0.7 | 0.7 | 0.7 | 0.7 | 0.7 | 0.7 | 0.7 | 0.7 | 0.7 | 0.7 | 0.7 | 0.7 | 0.7 | 0.7 | 0.7 | 0.7 | 0.7
Reference | 20_USA | POW_Other_CHP | IH2024 |  |  | 0.75023 | 0.71699 | 0.694 | 0.65622 | 0.7 | 0.7 | 0.7 | 0.7 | 0.7 | 0.7 | 0.7 | 0.7 | 0.7 | 0.7 | 0.7 | 0.7 | 0.7 | 0.7 | 0.7 | 0.7 | 0.7 | 0.7 | 0.7 | 0.7 | 0.7 | 0.7 | 0.7 | 0.7 | 0.7 | 0.7 | 0.7 | 0.7 | 0.7 | 0.7 | 0.7 | 0.7 | 0.7 | 0.7 | 0.7 | 0.7 | 0.7 | 0.7 | 0.7 | 0.7 | 0.7 | 0.7 | 0.7 | 0.7 | 0.7 | 0.7 | 0.7 | 0.7 | 0.7 | 0.7
Reference | 20_USA | POW_Other_CHP | SW0004 |  |  | 0.75023 | 0.71699 | 0.694 | 0.65622 | 0.7 | 0.7 | 0.7 | 0.7 | 0.7 | 0.7 | 0.7 | 0.7 | 0.7 | 0.7 | 0.7 | 0.7 | 0.7 | 0.7 | 0.7 | 0.7 | 0.7 | 0.7 | 0.7 | 0.7 | 0.7 | 0.7 | 0.7 | 0.7 | 0.7 | 0.7 | 0.7 | 0.7 | 0.7 | 0.7 | 0.7 | 0.7 | 0.7 | 0.7 | 0.7 | 0.7 | 0.7 | 0.7 | 0.7 | 0.7 | 0.7 | 0.7 | 0.7 | 0.7 | 0.7 | 0.7 | 0.7 | 0.7 | 0.7 | 0.7
Reference | 20_USA | POW_Other_CHP | SW0408 |  |  | 0.75023 | 0.71699 | 0.694 | 0.65622 | 0.7 | 0.7 | 0.7 | 0.7 | 0.7 | 0.7 | 0.7 | 0.7 | 0.7 | 0.7 | 0.7 | 0.7 | 0.7 | 0.7 | 0.7 | 0.7 | 0.7 | 0.7 | 0.7 | 0.7 | 0.7 | 0.7 | 0.7 | 0.7 | 0.7 | 0.7 | 0.7 | 0.7 | 0.7 | 0.7 | 0.7 | 0.7 | 0.7 | 0.7 | 0.7 | 0.7 | 0.7 | 0.7 | 0.7 | 0.7 | 0.7 | 0.7 | 0.7 | 0.7 | 0.7 | 0.7 | 0.7 | 0.7 | 0.7 | 0.7
Reference | 20_USA | POW_Other_CHP | SW0812 |  |  | 0.75023 | 0.71699 | 0.694 | 0.65622 | 0.7 | 0.7 | 0.7 | 0.7 | 0.7 | 0.7 | 0.7 | 0.7 | 0.7 | 0.7 | 0.7 | 0.7 | 0.7 | 0.7 | 0.7 | 0.7 | 0.7 | 0.7 | 0.7 | 0.7 | 0.7 | 0.7 | 0.7 | 0.7 | 0.7 | 0.7 | 0.7 | 0.7 | 0.7 | 0.7 | 0.7 | 0.7 | 0.7 | 0.7 | 0.7 | 0.7 | 0.7 | 0.7 | 0.7 | 0.7 | 0.7 | 0.7 | 0.7 | 0.7 | 0.7 | 0.7 | 0.7 | 0.7 | 0.7 | 0.7
Reference | 20_USA | POW_Other_CHP | SW1216 |  |  | 0.75023 | 0.71699 | 0.694 | 0.65622 | 0.7 | 0.7 | 0.7 | 0.7 | 0.7 | 0.7 | 0.7 | 0.7 | 0.7 | 0.7 | 0.7 | 0.7 | 0.7 | 0.7 | 0.7 | 0.7 | 0.7 | 0.7 | 0.7 | 0.7 | 0.7 | 0.7 | 0.7 | 0.7 | 0.7 | 0.7 | 0.7 | 0.7 | 0.7 | 0.7 | 0.7 | 0.7 | 0.7 | 0.7 | 0.7 | 0.7 | 0.7 | 0.7 | 0.7 | 0.7 | 0.7 | 0.7 | 0.7 | 0.7 | 0.7 | 0.7 | 0.7 | 0.7 | 0.7 | 0.7
Reference | 20_USA | POW_Other_CHP | SW1620 |  |  | 0.75023 | 0.71699 | 0.694 | 0.65622 | 0.7 | 0.7 | 0.7 | 0.7 | 0.7 | 0.7 | 0.7 | 0.7 | 0.7 | 0.7 | 0.7 | 0.7 | 0.7 | 0.7 | 0.7 | 0.7 | 0.7 | 0.7 | 0.7 | 0.7 | 0.7 | 0.7 | 0.7 | 0.7 | 0.7 | 0.7 | 0.7 | 0.7 | 0.7 | 0.7 | 0.7 | 0.7 | 0.7 | 0.7 | 0.7 | 0.7 | 0.7 | 0.7 | 0.7 | 0.7 | 0.7 | 0.7 | 0.7 | 0.7 | 0.7 | 0.7 | 0.7 | 0.7 | 0.7 | 0.7
Reference | 20_USA | POW_Other_CHP | SW2024 |  |  | 0.75023 | 0.71699 | 0.694 | 0.65622 | 0.7 | 0.7 | 0.7 | 0.7 | 0.7 | 0.7 | 0.7 | 0.7 | 0.7 | 0.7 | 0.7 | 0.7 | 0.7 | 0.7 | 0.7 | 0.7 | 0.7 | 0.7 | 0.7 | 0.7 | 0.7 | 0.7 | 0.7 | 0.7 | 0.7 | 0.7 | 0.7 | 0.7 | 0.7 | 0.7 | 0.7 | 0.7 | 0.7 | 0.7 | 0.7 | 0.7 | 0.7 | 0.7 | 0.7 | 0.7 | 0.7 | 0.7 | 0.7 | 0.7 | 0.7 | 0.7 | 0.7 | 0.7 | 0.7 | 0.7
Reference | 20_USA | POW_Other_CHP | SH0004 |  |  | 0.75023 | 0.71699 | 0.694 | 0.65622 | 0.7 | 0.7 | 0.7 | 0.7 | 0.7 | 0.7 | 0.7 | 0.7 | 0.7 | 0.7 | 0.7 | 0.7 | 0.7 | 0.7 | 0.7 | 0.7 | 0.7 | 0.7 | 0.7 | 0.7 | 0.7 | 0.7 | 0.7 | 0.7 | 0.7 | 0.7 | 0.7 | 0.7 | 0.7 | 0.7 | 0.7 | 0.7 | 0.7 | 0.7 | 0.7 | 0.7 | 0.7 | 0.7 | 0.7 | 0.7 | 0.7 | 0.7 | 0.7 | 0.7 | 0.7 | 0.7 | 0.7 | 0.7 | 0.7 | 0.7
Reference | 20_USA | POW_Other_CHP | SH0408 |  |  | 0.75023 | 0.71699 | 0.694 | 0.65622 | 0.7 | 0.7 | 0.7 | 0.7 | 0.7 | 0.7 | 0.7 | 0.7 | 0.7 | 0.7 | 0.7 | 0.7 | 0.7 | 0.7 | 0.7 | 0.7 | 0.7 | 0.7 | 0.7 | 0.7 | 0.7 | 0.7 | 0.7 | 0.7 | 0.7 | 0.7 | 0.7 | 0.7 | 0.7 | 0.7 | 0.7 | 0.7 | 0.7 | 0.7 | 0.7 | 0.7 | 0.7 | 0.7 | 0.7 | 0.7 | 0.7 | 0.7 | 0.7 | 0.7 | 0.7 | 0.7 | 0.7 | 0.7 | 0.7 | 0.7
Reference | 20_USA | POW_Other_CHP | SH0812 |  |  | 0.75023 | 0.71699 | 0.694 | 0.65622 | 0.7 | 0.7 | 0.7 | 0.7 | 0.7 | 0.7 | 0.7 | 0.7 | 0.7 | 0.7 | 0.7 | 0.7 | 0.7 | 0.7 | 0.7 | 0.7 | 0.7 | 0.7 | 0.7 | 0.7 | 0.7 | 0.7 | 0.7 | 0.7 | 0.7 | 0.7 | 0.7 | 0.7 | 0.7 | 0.7 | 0.7 | 0.7 | 0.7 | 0.7 | 0.7 | 0.7 | 0.7 | 0.7 | 0.7 | 0.7 | 0.7 | 0.7 | 0.7 | 0.7 | 0.7 | 0.7 | 0.7 | 0.7 | 0.7 | 0.7
Reference | 20_USA | POW_Other_CHP | SH1216 |  |  | 0.75023 | 0.71699 | 0.694 | 0.65622 | 0.7 | 0.7 | 0.7 | 0.7 | 0.7 | 0.7 | 0.7 | 0.7 | 0.7 | 0.7 | 0.7 | 0.7 | 0.7 | 0.7 | 0.7 | 0.7 | 0.7 | 0.7 | 0.7 | 0.7 | 0.7 | 0.7 | 0.7 | 0.7 | 0.7 | 0.7 | 0.7 | 0.7 | 0.7 | 0.7 | 0.7 | 0.7 | 0.7 | 0.7 | 0.7 | 0.7 | 0.7 | 0.7 | 0.7 | 0.7 | 0.7 | 0.7 | 0.7 | 0.7 | 0.7 | 0.7 | 0.7 | 0.7 | 0.7 | 0.7
Reference | 20_USA | POW_Other_CHP | SH1620 |  |  | 0.75023 | 0.71699 | 0.694 | 0.65622 | 0.7 | 0.7 | 0.7 | 0.7 | 0.7 | 0.7 | 0.7 | 0.7 | 0.7 | 0.7 | 0.7 | 0.7 | 0.7 | 0.7 | 0.7 | 0.7 | 0.7 | 0.7 | 0.7 | 0.7 | 0.7 | 0.7 | 0.7 | 0.7 | 0.7 | 0.7 | 0.7 | 0.7 | 0.7 | 0.7 | 0.7 | 0.7 | 0.7 | 0.7 | 0.7 | 0.7 | 0.7 | 0.7 | 0.7 | 0.7 | 0.7 | 0.7 | 0.7 | 0.7 | 0.7 | 0.7 | 0.7 | 0.7 | 0.7 | 0.7
Reference | 20_USA | POW_Other_CHP | SH2024 |  |  | 0.75023 | 0.71699 | 0.694 | 0.65622 | 0.7 | 0.7 | 0.7 | 0.7 | 0.7 | 0.7 | 0.7 | 0.7 | 0.7 | 0.7 | 0.7 | 0.7 | 0.7 | 0.7 | 0.7 | 0.7 | 0.7 | 0.7 | 0.7 | 0.7 | 0.7 | 0.7 | 0.7 | 0.7 | 0.7 | 0.7 | 0.7 | 0.7 | 0.7 | 0.7 | 0.7 | 0.7 | 0.7 | 0.7 | 0.7 | 0.7 | 0.7 | 0.7 | 0.7 | 0.7 | 0.7 | 0.7 | 0.7 | 0.7 | 0.7 | 0.7 | 0.7 | 0.7 | 0.7 | 0.7

## TotalAnnualMaxCapacity
SCENARIO | REGION | TECHNOLOGY | UNITS | NOTES | 2017 | 2018 | 2019 | 2020 | 2021 | 2022 | 2023 | 2024 | 2025 | 2026 | 2027 | 2028 | 2029 | 2030 | 2031 | 2032 | 2033 | 2034 | 2035 | 2036 | 2037 | 2038 | 2039 | 2040 | 2041 | 2042 | 2043 | 2044 | 2045 | 2046 | 2047 | 2048 | 2049 | 2050 | 2051 | 2052 | 2053 | 2054 | 2055 | 2056 | 2057 | 2058 | 2059 | 2060 | 2061 | 2062 | 2063 | 2064 | 2065 | 2066 | 2067 | 2068 | 2069 | 2070
Reference | 20_USA | POW_Coal_PP | GW |  | 258.9231 | 245.0279 | 234.7926 | 217.5278 | 208.7467 | 208.7467 | 197.9926 | 186.4974 | 145.6147 | 141.2418 | 135.1752 | 132.5842 | 130.1102 | 127.5782 | 126.1602 | 124.0992 | 124.0992 | 124.0992 | 124.0992 | 124.0992 | 124.0992 | 124.0992 | 124.0992 | 124.0992 | 124.0992 | 124.0992 | 124.0992 | 124.0992 | 124.0992 | 124.0992 | 124.0992 | 124.0992 | 124.0992 | 124.0992 | 124.0992 | 124.0992 | 124.0992 | 124.0992 | 124.0992 | 124.0992 | 124.0992 | 124.0992 | 124.0992 | 124.0992 | 124.0992 | 124.0992 | 124.0992 | 124.0992 | 124.0992 | 124.0992 | 124.0992 | 124.0992 | 124.0992 | 124.0992
Reference | 20_USA | POW_Lignite_PP | GW |  | 0 | 0 | 0 | 0 | 0 | 0 | 0 | 0 | 0 | 0 | 0 | 0 | 0 | 0 | 0 | 0 | 0 | 0 | 0 | 0 | 0 | 0 | 0 | 0 | 0 | 0 | 0 | 0 | 0 | 0 | 0 | 0 | 0 | 0 | 0 | 0 | 0 | 0 | 0 | 0 | 0 | 0 | 0 | 0 | 0 | 0 | 0 | 0 | 0 | 0 | 0 | 0 | 0 | 0
Reference | 20_USA | POW_Coal_NEW_PP | GW |  | 0 | 0 | 0 | 0 | 0 | 0 | 0 | 0 | 0 | 0 | 0 | 0 | 0 | 0 | 0 | 0 | 0 | 0 | 0 | 0 | 0 | 0 | 0 | 0 | 0 | 0 | 0 | 0 | 0 | 0 | 0 | 0 | 0 | 0 | 0 | 0 | 0 | 0 | 0 | 0 | 0 | 0 | 0 | 0 | 0 | 0 | 0 | 0 | 0 | 0 | 0 | 0 | 0 | 0
Reference | 20_USA | POW_Lignite_NEW_PP | GW |  | 0 | 0 | 0 | 0 | 0 | 0 | 0 | 0 | 0 | 0 | 0 | 0 | 0 | 0 | 0 | 0 | 0 | 0 | 0 | 0 | 0 | 0 | 0 | 0 | 0 | 0 | 0 | 0 | 0 | 0 | 0 | 0 | 0 | 0 | 0 | 0 | 0 | 0 | 0 | 0 | 0 | 0 | 0 | 0 | 0 | 0 | 0 | 0 | 0 | 0 | 0 | 0 | 0 | 0
Reference | 20_USA | POW_Oil_PP | GW |  | 28.4195 | 30.9377 | 24.9815 | 26.2898 | 26.2898 | 26.2898 | 26.2898 | 26.2898 | 26.2898 | 26.2898 | 26.2898 | 26.2898 | 26.2898 | 26.2898 | 26.2898 | 26.2898 | 26.2898 | 26.2898 | 26.2898 | 26.2898 | 26.2898 | 26.2898 | 26.2898 | 26.2898 | 26.2898 | 26.2898 | 26.2898 | 26.2898 | 26.2898 | 26.2898 | 26.2898 | 26.2898 | 26.2898 | 26.2898 | 26.2898 | 26.2898 | 26.2898 | 26.2898 | 26.2898 | 26.2898 | 26.2898 | 26.2898 | 26.2898 | 26.2898 | 26.2898 | 26.2898 | 26.2898 | 26.2898 | 26.2898 | 26.2898 | 26.2898 | 26.2898 | 26.2898 | 26.2898
Reference | 20_USA | POW_Gas_PP | GW |  | 407.985 | 423.8729 | 430.8138 | 439.884 | 439.884 | 439.884 | 439.884 | 439.884 | 439.884 | 439.884 | 439.884 | 439.884 | 439.884 | 439.884 | 439.884 | 439.884 | 439.884 | 439.884 | 439.884 | 439.884 | 439.884 | 439.884 | 439.884 | 439.884 | 439.884 | 439.884 | 439.884 | 439.884 | 439.884 | 439.884 | 439.884 | 439.884 | 439.884 | 439.884 | 439.884 | 439.884 | 439.884 | 439.884 | 439.884 | 439.884 | 439.884 | 439.884 | 439.884 | 439.884 | 439.884 | 439.884 | 439.884 | 439.884 | 439.884 | 439.884 | 439.884 | 439.884 | 439.884 | 439.884
Reference | 20_USA | POW_Gas_NEW_PP | GW |  | 0 | 0 | 0 | 0 | 0 | 0 | 0 | 0 | 0 | 99999 | 99999 | 99999 | 99999 | 99999 | 99999 | 99999 | 99999 | 99999 | 99999 | 99999 | 99999 | 99999 | 99999 | 99999 | 99999 | 99999 | 99999 | 99999 | 99999 | 99999 | 99999 | 99999 | 99999 | 99999 | 99999 | 99999 | 99999 | 99999 | 99999 | 99999 | 99999 | 99999 | 99999 | 99999 | 99999 | 99999 | 99999 | 99999 | 99999 | 99999 | 99999 | 99999 | 99999 | 99999
Reference | 20_USA | POW_Gas_NEW_CCS_PP | GW |  | 0 | 0 | 0 | 0 | 0 | 0 | 0 | 0 | 0 | 0 | 0 | 0 | 0 | 0 | 0 | 0 | 0 | 0 | 0 | 0 | 0 | 0 | 0 | 0 | 0 | 0 | 0 | 0 | 0 | 0 | 0 | 0 | 0 | 0 | 0 | 0 | 0 | 0 | 0 | 0 | 0 | 0 | 0 | 0 | 0 | 0 | 0 | 0 | 0 | 0 | 0 | 0 | 0 | 0
Reference | 20_USA | POW_Gas_NEW_H2_25_PP | GW |  | 0 | 0 | 0 | 0 | 0 | 0 | 0 | 0 | 0 | 0 | 0 | 0 | 0 | 0 | 0 | 0 | 0 | 0 | 0 | 0 | 0 | 0 | 0 | 0 | 0 | 0 | 0 | 0 | 0 | 0 | 0 | 0 | 0 | 0 | 0 | 0 | 0 | 0 | 0 | 0 | 0 | 0 | 0 | 0 | 0 | 0 | 0 | 0 | 0 | 0 | 0 | 0 | 0 | 0
Reference | 20_USA | POW_Gas_NEW_H2_50_PP | GW |  | 0 | 0 | 0 | 0 | 0 | 0 | 0 | 0 | 0 | 0 | 0 | 0 | 0 | 0 | 0 | 0 | 0 | 0 | 0 | 0 | 0 | 0 | 0 | 0 | 0 | 0 | 0 | 0 | 0 | 0 | 0 | 0 | 0 | 0 | 0 | 0 | 0 | 0 | 0 | 0 | 0 | 0 | 0 | 0 | 0 | 0 | 0 | 0 | 0 | 0 | 0 | 0 | 0 | 0
Reference | 20_USA | POW_Nuclear_PP | GW |  | 99.6289 | 99.4329 | 98.119 | 96.5006 | 94.718 | 95.835 | 95.835 | 96.952 | 96.952 | 96.952 | 96.952 | 96.952 | 96.952 | 96.952 | 96.952 | 96.952 | 96.952 | 100.6 | 106.197 | 125.7839 | 145.3707 | 164.9576 | 184.5445 | 204.1313 | 223.7182 | 243.3051 | 262.8919 | 282.4788 | 302.0657 | 321.6525 | 341.2394 | 360.8263 | 380.4131 | 400 | 400 | 400 | 400 | 400 | 400 | 400 | 400 | 400 | 400 | 400 | 400 | 400 | 400 | 400 | 400 | 400 | 400 | 400 | 400 | 400
Reference | 20_USA | POW_Hydro_PP | GW |  | 83.6443 | 83.7216 | 83.6241 | 83.8113 | 83.8113 | 83.8113 | 83.8113 | 83.8113 | 83.8113 | 83.8113 | 83.8113 | 83.8113 | 83.8113 | 83.8113 | 83.8113 | 83.8113 | 83.8113 | 83.8113 | 83.8113 | 83.8113 | 83.8113 | 83.8113 | 83.8113 | 83.8113 | 83.8113 | 83.8113 | 83.8113 | 83.8113 | 83.8113 | 83.8113 | 83.8113 | 83.8113 | 83.8113 | 83.8113 | 83.8113 | 83.8113 | 83.8113 | 83.8113 | 83.8113 | 83.8113 | 83.8113 | 83.8113 | 83.8113 | 83.8113 | 83.8113 | 83.8113 | 83.8113 | 83.8113 | 83.8113 | 83.8113 | 83.8113 | 83.8113 | 83.8113 | 83.8113
Reference | 20_USA | POW_Geothermal_PP | GW |  | 2.4833 | 2.4443 | 2.5554 | 2.5719 | 2.5719 | 2.5719 | 2.5719 | 2.5719 | 2.5719 | 2.5719 | 2.5719 | 2.5719 | 2.5719 | 2.5719 | 2.5719 | 2.5719 | 2.5719 | 2.5719 | 2.5719 | 2.5719 | 2.5719 | 2.5719 | 2.5719 | 2.5719 | 2.5719 | 2.5719 | 2.5719 | 2.5719 | 2.5719 | 2.5719 | 2.5719 | 2.5719 | 2.5719 | 2.5719 | 2.5719 | 2.5719 | 2.5719 | 2.5719 | 2.5719 | 2.5719 | 2.5719 | 2.5719 | 2.5719 | 2.5719 | 2.5719 | 2.5719 | 2.5719 | 2.5719 | 2.5719 | 2.5719 | 2.5719 | 2.5719 | 2.5719 | 2.5719
Reference | 20_USA | POW_SolarPV_PP | GW |  | 41.3568 | 49.8122 | 59.0684 | 74.0456 | 74.0456 | 125.0533 | 160.0141 | 201.5216 | 251.3145 | 310.7771 | 361.0437 | 394.1191 | 415.1663 | 452.2511 | 480.9895 | 515.293 | 537.5607 | 563.6408 | 577.087 | 604.0668 | 624.9777 | 650.8716 | 665.986 | 688.6888 | 704.2322 | 725.3232 | 748.8341 | 776.6494 | 810.0295 | 841.8669 | 865.1 | 887.0754 | 914.1215 | 940.4297 | 965.4297 | 990.4297 | 1015.4297 | 1040.4297 | 1065.4297 | 1090.4297 | 1115.4297 | 1140.4297 | 1165.4297 | 1190.4297 | 1215.4297 | 1240.4297 | 1265.4297 | 1290.4297 | 1315.4297 | 1340.4297 | 1365.4297 | 1390.4297 | 1415.4297 | 1440.4297
Reference | 20_USA | POW_SolarCSP_PP | GW |  | 1.7579 | 1.7579 | 1.7581 | 1.7479 | 1.7479 | 1.7479 | 1.7479 | 1.7479 | 1.7479 | 1.7479 | 1.7479 | 1.7479 | 1.7479 | 1.7479 | 1.7479 | 1.7479 | 1.7479 | 1.7479 | 1.7479 | 1.7479 | 1.7479 | 1.7479 | 1.7479 | 1.7479 | 1.7479 | 1.7479 | 1.7479 | 1.7479 | 1.7479 | 1.7479 | 1.7479 | 1.7479 | 1.7479 | 1.7479 | 1.7479 | 1.7479 | 1.7479 | 1.7479 | 1.7479 | 1.7479 | 1.7479 | 1.7479 | 1.7479 | 1.7479 | 1.7479 | 1.7479 | 1.7479 | 1.7479 | 1.7479 | 1.7479 | 1.7479 | 1.7479 | 1.7479 | 1.7479
Reference | 20_USA | POW_Wind_PP | GW |  | 87.5975 | 94.5167 | 103.6702 | 118.4777 | 118.4777 | 143.9656 | 148.1218 | 152.0308 | 167.8798 | 171.0918 | 174.3038 | 177.5159 | 180.7279 | 183.9399 | 187.1519 | 190.3639 | 193.576 | 196.788 | 200 | 203 | 206 | 209 | 212 | 215 | 218 | 221 | 224 | 227 | 230 | 233 | 236 | 239 | 242 | 245 | 245 | 245 | 245 | 245 | 245 | 245 | 245 | 245 | 245 | 245 | 245 | 245 | 245 | 245 | 245 | 245 | 245 | 245 | 245 | 245
Reference | 20_USA | POW_WindOff_PP | GW |  | 0 | 0 | 0 | 0 | 0 | 0.462 | 0.992 | 2.892 | 2.892 | 2.892 | 2.892 | 3.992 | 3.992 | 3.992 | 3.992 | 3.992 | 3.992 | 3.992 | 3.992 | 3.992 | 3.992 | 3.992 | 3.992 | 3.992 | 3.992 | 3.992 | 3.992 | 3.992 | 3.992 | 3.992 | 3.992 | 3.992 | 3.992 | 3.992 | 3.992 | 3.992 | 3.992 | 3.992 | 3.992 | 3.992 | 3.992 | 3.992 | 3.992 | 3.992 | 3.992 | 3.992 | 3.992 | 3.992 | 3.992 | 3.992 | 3.992 | 3.992 | 3.992 | 3.992
Reference | 20_USA | POW_Solid_Biomass_PP | GW |  | 1.6616 | 1.6616 | 1.6616 | 1.6616 | 1.6616 | 1.6616 | 1.6616 | 1.6616 | 1.6616 | 1.6616 | 1.6616 | 1.6616 | 1.6616 | 1.6616 | 1.6616 | 1.6616 | 1.6616 | 1.6616 | 1.6616 | 1.6616 | 1.6616 | 1.6616 | 1.6616 | 1.6616 | 1.6616 | 1.6616 | 1.6616 | 1.6616 | 1.6616 | 1.6616 | 1.6616 | 1.6616 | 1.6616 | 1.6616 | 1.6616 | 1.6616 | 1.6616 | 1.6616 | 1.6616 | 1.6616 | 1.6616 | 1.6616 | 1.6616 | 1.6616 | 1.6616 | 1.6616 | 1.6616 | 1.6616 | 1.6616 | 1.6616 | 1.6616 | 1.6616 | 1.6616 | 1.6616
Reference | 20_USA | POW_Other_PP | GW |  | 7.881 | 6.9308 | 6.4079 | 6.2114 | 6.2114 | 6.2114 | 6.2114 | 6.2114 | 6.2114 | 6.2114 | 6.2114 | 6.2114 | 6.2114 | 6.2114 | 6.2114 | 6.2114 | 6.2114 | 6.2114 | 6.2114 | 6.2114 | 6.2114 | 6.2114 | 6.2114 | 6.2114 | 6.2114 | 6.2114 | 6.2114 | 6.2114 | 6.2114 | 6.2114 | 6.2114 | 6.2114 | 6.2114 | 6.2114 | 6.2114 | 6.2114 | 6.2114 | 6.2114 | 6.2114 | 6.2114 | 6.2114 | 6.2114 | 6.2114 | 6.2114 | 6.2114 | 6.2114 | 6.2114 | 6.2114 | 6.2114 | 6.2114 | 6.2114 | 6.2114 | 6.2114 | 6.2114
Reference | 20_USA | POW_TBATT | GW |  | 0.5767 | 0.7488 | 0.94475 | 1.2748 | 3.1462 | 7.787 | 14.884 | 18.9664 | 99999 | 99999 | 99999 | 99999 | 99999 | 99999 | 99999 | 99999 | 99999 | 99999 | 99999 | 99999 | 99999 | 99999 | 99999 | 99999 | 99999 | 99999 | 99999 | 99999 | 99999 | 99999 | 99999 | 99999 | 99999 | 99999 | 99999 | 99999 | 99999 | 99999 | 99999 | 99999 | 99999 | 99999 | 99999 | 99999 | 99999 | 99999 | 99999 | 99999 | 99999 | 99999 | 99999 | 99999 | 99999 | 99999
Reference | 20_USA | POW_TDAM | GW |  | 19.0587 | 19.0785 | 19.0254 | 19.2273 | 19.2273 | 19.2273 | 19.2273 | 19.2273 | 19.2273 | 19.2273 | 19.2273 | 19.2273 | 19.2273 | 19.2273 | 19.2273 | 19.2273 | 19.2273 | 19.2273 | 19.2273 | 19.2273 | 19.2273 | 19.2273 | 19.2273 | 19.2273 | 19.2273 | 19.2273 | 19.2273 | 19.2273 | 19.2273 | 19.2273 | 19.2273 | 19.2273 | 19.2273 | 19.2273 | 19.2273 | 19.2273 | 19.2273 | 19.2273 | 19.2273 | 19.2273 | 19.2273 | 19.2273 | 19.2273 | 19.2273 | 19.2273 | 19.2273 | 19.2273 | 19.2273 | 19.2273 | 19.2273 | 19.2273 | 19.2273 | 19.2273 | 19.2273
Reference | 20_USA | POW_IMPORT_ELEC_PP | PJ |  | 202.7308 | 160.042 | 140.5601 | 170.3312 | 200 | 200 | 200 | 200 | 200 | 200 | 200 | 200 | 200 | 200 | 200 | 200 | 200 | 200 | 200 | 200 | 200 | 200 | 200 | 200 | 200 | 200 | 200 | 200 | 200 | 200 | 200 | 200 | 200 | 200 | 200 | 200 | 200 | 200 | 200 | 200 | 200 | 200 | 200 | 200 | 200 | 200 | 200 | 200 | 200 | 200 | 200 | 200 | 200 | 200
Reference | 20_USA | POW_Gas_CHP | GW |  | 48.0289 | 48.0289 | 48.0289 | 48.0289 | 48.0289 | 48.0289 | 48.0289 | 48.0289 | 48.0289 | 48.0289 | 48.0289 | 48.0289 | 48.0289 | 48.0289 | 48.0289 | 48.0289 | 48.0289 | 48.0289 | 48.0289 | 48.0289 | 48.0289 | 48.0289 | 48.0289 | 48.0289 | 48.0289 | 48.0289 | 48.0289 | 48.0289 | 48.0289 | 48.0289 | 48.0289 | 48.0289 | 48.0289 | 48.0289 | 48.0289 | 48.0289 | 48.0289 | 48.0289 | 48.0289 | 48.0289 | 48.0289 | 48.0289 | 48.0289 | 48.0289 | 48.0289 | 48.0289 | 48.0289 | 48.0289 | 48.0289 | 48.0289 | 48.0289 | 48.0289 | 48.0289 | 48.0289
Reference | 20_USA | POW_Coal_CHP | GW |  | 8.7811 | 8.7811 | 8.7811 | 8.7811 | 8.7811 | 8.7811 | 8.7811 | 8.7811 | 8.7811 | 8.7811 | 8.7811 | 8.7811 | 8.7811 | 8.7811 | 8.7811 | 8.7811 | 8.7811 | 8.7811 | 8.7811 | 8.7811 | 8.7811 | 8.7811 | 8.7811 | 8.7811 | 8.7811 | 8.7811 | 8.7811 | 8.7811 | 8.7811 | 8.7811 | 8.7811 | 8.7811 | 8.7811 | 8.7811 | 8.7811 | 8.7811 | 8.7811 | 8.7811 | 8.7811 | 8.7811 | 8.7811 | 8.7811 | 8.7811 | 8.7811 | 8.7811 | 8.7811 | 8.7811 | 8.7811 | 8.7811 | 8.7811 | 8.7811 | 8.7811 | 8.7811 | 8.7811
Reference | 20_USA | POW_Solid_Biomass_CHP | GW |  | 4.8184 | 4.8184 | 4.8184 | 4.8184 | 4.8184 | 4.8184 | 4.8184 | 4.8184 | 4.8184 | 4.8184 | 4.8184 | 4.8184 | 4.8184 | 4.8184 | 4.8184 | 4.8184 | 4.8184 | 4.8184 | 4.8184 | 4.8184 | 4.8184 | 4.8184 | 4.8184 | 4.8184 | 4.8184 | 4.8184 | 4.8184 | 4.8184 | 4.8184 | 4.8184 | 4.8184 | 4.8184 | 4.8184 | 4.8184 | 4.8184 | 4.8184 | 4.8184 | 4.8184 | 4.8184 | 4.8184 | 4.8184 | 4.8184 | 4.8184 | 4.8184 | 4.8184 | 4.8184 | 4.8184 | 4.8184 | 4.8184 | 4.8184 | 4.8184 | 4.8184 | 4.8184 | 4.8184
Reference | 20_USA | POW_Oil_CHP | GW |  | 4.8849 | 4.8849 | 4.8849 | 4.8849 | 4.8849 | 4.8849 | 4.8849 | 4.8849 | 4.8849 | 4.8849 | 4.8849 | 4.8849 | 4.8849 | 4.8849 | 4.8849 | 4.8849 | 4.8849 | 4.8849 | 4.8849 | 4.8849 | 4.8849 | 4.8849 | 4.8849 | 4.8849 | 4.8849 | 4.8849 | 4.8849 | 4.8849 | 4.8849 | 4.8849 | 4.8849 | 4.8849 | 4.8849 | 4.8849 | 4.8849 | 4.8849 | 4.8849 | 4.8849 | 4.8849 | 4.8849 | 4.8849 | 4.8849 | 4.8849 | 4.8849 | 4.8849 | 4.8849 | 4.8849 | 4.8849 | 4.8849 | 4.8849 | 4.8849 | 4.8849 | 4.8849 | 4.8849
Reference | 20_USA | POW_Other_CHP | GW |  | 2.2028 | 2.2028 | 2.2028 | 2.2028 | 2.2028 | 2.2028 | 2.2028 | 2.2028 | 2.2028 | 2.2028 | 2.2028 | 2.2028 | 2.2028 | 2.2028 | 2.2028 | 2.2028 | 2.2028 | 2.2028 | 2.2028 | 2.2028 | 2.2028 | 2.2028 | 2.2028 | 2.2028 | 2.2028 | 2.2028 | 2.2028 | 2.2028 | 2.2028 | 2.2028 | 2.2028 | 2.2028 | 2.2028 | 2.2028 | 2.2028 | 2.2028 | 2.2028 | 2.2028 | 2.2028 | 2.2028 | 2.2028 | 2.2028 | 2.2028 | 2.2028 | 2.2028 | 2.2028 | 2.2028 | 2.2028 | 2.2028 | 2.2028 | 2.2028 | 2.2028 | 2.2028 | 2.2028

## TotalAnnualMinCapacity
SCENARIO | REGION | TECHNOLOGY | UNITS | NOTES | 2017 | 2018 | 2019 | 2020 | 2021 | 2022 | 2023 | 2024 | 2025 | 2026 | 2027 | 2028 | 2029 | 2030 | 2031 | 2032 | 2033 | 2034 | 2035 | 2036 | 2037 | 2038 | 2039 | 2040 | 2041 | 2042 | 2043 | 2044 | 2045 | 2046 | 2047 | 2048 | 2049 | 2050 | 2051 | 2052 | 2053 | 2054 | 2055 | 2056 | 2057 | 2058 | 2059 | 2060 | 2061 | 2062 | 2063 | 2064 | 2065 | 2066 | 2067 | 2068 | 2069 | 2070
Reference | 20_USA | POW_Coal_PP | GW |  | 250.142 | 236.2468 | 226.0115 | 208.7467 | 208.7467 | 208.7467 | 197.9926 | 186.4974 | 145.6147 | 141.2418 | 135.1752 | 132.5842 | 130.1102 | 127.5782 | 126.1602 | 124.0992 | 122.9202 | 122.3337 | 109.0829 | 109.0829 | 108.02 | 107.2455 | 106.5444 | 105.5444 | 104.2384 | 103.2384 | 103.2384 | 103.2384 | 101.9758 | 101.9758 | 101.5375 | 101.5375 | 101.5375 | 101.5375 | 92.3485 | 84.0785 | 76.6354 | 69.9367 | 63.9078 | 58.4818 | 53.5985 | 49.2034 | 45.2479 | 41.6879 | 38.4839 | 35.6003 | 33.0051 | 30.6694 | 28.5672 | 26.6753 | 24.9726 | 23.4401 | 22.0609 | 20.8196
Reference | 20_USA | POW_Lignite_PP | GW |  | 0 | 0 | 0 | 0 | 0 | 0 | 0 | 0 | 0 | 0 | 0 | 0 | 0 | 0 | 0 | 0 | 0 | 0 | 0 | 0 | 0 | 0 | 0 | 0 | 0 | 0 | 0 | 0 | 0 | 0 | 0 | 0 | 0 | 0 | 0 | 0 | 0 | 0 | 0 | 0 | 0 | 0 | 0 | 0 | 0 | 0 | 0 | 0 | 0 | 0 | 0 | 0 | 0 | 0
Reference | 20_USA | POW_Coal_NEW_PP | GW |  | 0 | 0 | 0 | 0 | 0 | 0 | 0 | 0 | 0 | 0 | 0 | 0 | 0 | 0 | 0 | 0 | 0 | 0 | 0 | 0 | 0 | 0 | 0 | 0 | 0 | 0 | 0 | 0 | 0 | 0 | 0 | 0 | 0 | 0 | 0 | 0 | 0 | 0 | 0 | 0 | 0 | 0 | 0 | 0 | 0 | 0 | 0 | 0 | 0 | 0 | 0 | 0 | 0 | 0
Reference | 20_USA | POW_Lignite_NEW_PP | GW |  | 0 | 0 | 0 | 0 | 0 | 0 | 0 | 0 | 0 | 0 | 0 | 0 | 0 | 0 | 0 | 0 | 0 | 0 | 0 | 0 | 0 | 0 | 0 | 0 | 0 | 0 | 0 | 0 | 0 | 0 | 0 | 0 | 0 | 0 | 0 | 0 | 0 | 0 | 0 | 0 | 0 | 0 | 0 | 0 | 0 | 0 | 0 | 0 | 0 | 0 | 0 | 0 | 0 | 0
Reference | 20_USA | POW_Oil_PP | GW |  | 28.4195 | 30.9377 | 24.9815 | 26.2898 | 26.2898 | 26.2898 | 26.2898 | 26.2898 | 26.2898 | 26.2898 | 26.2898 | 26.2898 | 26.2898 | 26.2898 | 26.2898 | 26.2898 | 26.2898 | 26.2898 | 26.2898 | 26.2898 | 26.2898 | 26.2898 | 26.2898 | 26.2898 | 26.2898 | 26.2898 | 26.2898 | 26.2898 | 26.2898 | 26.2898 | 26.2898 | 26.2898 | 26.2898 | 26.2898 | 26.2898 | 26.2898 | 26.2898 | 26.2898 | 26.2898 | 26.2898 | 26.2898 | 26.2898 | 26.2898 | 26.2898 | 26.2898 | 26.2898 | 26.2898 | 26.2898 | 26.2898 | 26.2898 | 26.2898 | 26.2898 | 26.2898 | 26.2898
Reference | 20_USA | POW_Gas_PP | GW |  | 407.985 | 423.8729 | 430.8138 | 439.884 | 439.884 | 439.884 | 439.884 | 439.884 | 439.884 | 439.884 | 439.884 | 439.884 | 439.884 | 439.884 | 439.884 | 439.884 | 439.884 | 439.884 | 439.884 | 439.884 | 439.884 | 439.884 | 439.884 | 439.884 | 439.884 | 439.884 | 439.884 | 439.884 | 439.884 | 439.884 | 439.884 | 439.884 | 439.884 | 439.884 | 439.884 | 439.884 | 439.884 | 439.884 | 439.884 | 439.884 | 439.884 | 439.884 | 439.884 | 439.884 | 439.884 | 439.884 | 439.884 | 439.884 | 439.884 | 439.884 | 439.884 | 439.884 | 439.884 | 439.884
Reference | 20_USA | POW_Gas_NEW_PP | GW |  | 0 | 0 | 0 | 0 | 0 | 0 | 0 | 0 | 0 | 0 | 0 | 0 | 0 | 0 | 0 | 0 | 0 | 0 | 0 | 0 | 0 | 0 | 0 | 0 | 0 | 0 | 0 | 0 | 0 | 0 | 0 | 0 | 0 | 0 | 0 | 0 | 0 | 0 | 0 | 0 | 0 | 0 | 0 | 0 | 0 | 0 | 0 | 0 | 0 | 0 | 0 | 0 | 0 | 0
Reference | 20_USA | POW_Gas_NEW_CCS_PP | GW |  | 0 | 0 | 0 | 0 | 0 | 0 | 0 | 0 | 0 | 0 | 0 | 0 | 0 | 0 | 0 | 0 | 0 | 0 | 0 | 0 | 0 | 0 | 0 | 0 | 0 | 0 | 0 | 0 | 0 | 0 | 0 | 0 | 0 | 0 | 0 | 0 | 0 | 0 | 0 | 0 | 0 | 0 | 0 | 0 | 0 | 0 | 0 | 0 | 0 | 0 | 0 | 0 | 0 | 0
Reference | 20_USA | POW_Gas_NEW_H2_25_PP | GW |  | 0 | 0 | 0 | 0 | 0 | 0 | 0 | 0 | 0 | 0 | 0 | 0 | 0 | 0 | 0 | 0 | 0 | 0 | 0 | 0 | 0 | 0 | 0 | 0 | 0 | 0 | 0 | 0 | 0 | 0 | 0 | 0 | 0 | 0 | 0 | 0 | 0 | 0 | 0 | 0 | 0 | 0 | 0 | 0 | 0 | 0 | 0 | 0 | 0 | 0 | 0 | 0 | 0 | 0
Reference | 20_USA | POW_Gas_NEW_H2_50_PP | GW |  | 0 | 0 | 0 | 0 | 0 | 0 | 0 | 0 | 0 | 0 | 0 | 0 | 0 | 0 | 0 | 0 | 0 | 0 | 0 | 0 | 0 | 0 | 0 | 0 | 0 | 0 | 0 | 0 | 0 | 0 | 0 | 0 | 0 | 0 | 0 | 0 | 0 | 0 | 0 | 0 | 0 | 0 | 0 | 0 | 0 | 0 | 0 | 0 | 0 | 0 | 0 | 0 | 0 | 0
Reference | 20_USA | POW_Nuclear_PP | GW |  | 99.6289 | 99.4329 | 98.119 | 96.5006 | 94.718 | 95.835 | 95.835 | 96.952 | 96.952 | 96.952 | 96.952 | 96.952 | 96.952 | 96.952 | 96.952 | 96.952 | 96.952 | 100.6 | 106.197 | 125.7839 | 145.3707 | 164.9576 | 184.5445 | 204.1313 | 223.7182 | 243.3051 | 262.8919 | 282.4788 | 302.0657 | 321.6525 | 341.2394 | 360.8263 | 380.4131 | 400 | 400 | 400 | 400 | 400 | 400 | 400 | 400 | 400 | 400 | 400 | 400 | 400 | 400 | 400 | 400 | 400 | 400 | 400 | 400 | 400
Reference | 20_USA | POW_Hydro_PP | GW |  | 83.6443 | 83.7216 | 83.6241 | 83.8113 | 83.8113 | 83.8113 | 83.8113 | 83.8113 | 83.8113 | 83.8113 | 83.8113 | 83.8113 | 83.8113 | 83.8113 | 83.8113 | 83.8113 | 83.8113 | 83.8113 | 83.8113 | 83.8113 | 83.8113 | 83.8113 | 83.8113 | 83.8113 | 83.8113 | 83.8113 | 83.8113 | 83.8113 | 83.8113 | 83.8113 | 83.8113 | 83.8113 | 83.8113 | 83.8113 | 83.8113 | 83.8113 | 83.8113 | 83.8113 | 83.8113 | 83.8113 | 83.8113 | 83.8113 | 83.8113 | 83.8113 | 83.8113 | 83.8113 | 83.8113 | 83.8113 | 83.8113 | 83.8113 | 83.8113 | 83.8113 | 83.8113 | 83.8113
Reference | 20_USA | POW_Geothermal_PP | GW |  | 2.4833 | 2.4443 | 2.5554 | 2.5719 | 2.5719 | 2.5719 | 2.5719 | 2.5719 | 2.5719 | 2.5719 | 2.5719 | 2.5719 | 2.5719 | 2.5719 | 2.5719 | 2.5719 | 2.5719 | 2.5719 | 2.5719 | 2.5719 | 2.5719 | 2.5719 | 2.5719 | 2.5719 | 2.5719 | 2.5719 | 2.5719 | 2.5719 | 2.5719 | 2.5719 | 2.5719 | 2.5719 | 2.5719 | 2.5719 | 2.5719 | 2.5719 | 2.5719 | 2.5719 | 2.5719 | 2.5719 | 2.5719 | 2.5719 | 2.5719 | 2.5719 | 2.5719 | 2.5719 | 2.5719 | 2.5719 | 2.5719 | 2.5719 | 2.5719 | 2.5719 | 2.5719 | 2.5719
Reference | 20_USA | POW_SolarPV_PP | GW |  | 41.3568 | 49.8122 | 59.0684 | 74.0456 | 74.0456 | 125.0533 | 160.0141 | 201.5216 | 251.3145 | 310.7771 | 361.0437 | 394.1191 | 415.1663 | 452.2511 | 480.9895 | 515.293 | 537.5607 | 563.6408 | 577.087 | 604.0668 | 624.9777 | 650.8716 | 665.986 | 688.6888 | 704.2322 | 725.3232 | 748.8341 | 776.6494 | 810.0295 | 841.8669 | 865.1 | 887.0754 | 914.1215 | 940.4297 | 965.4297 | 990.4297 | 1015.4297 | 1040.4297 | 1065.4297 | 1090.4297 | 1115.4297 | 1140.4297 | 1165.4297 | 1190.4297 | 1215.4297 | 1240.4297 | 1265.4297 | 1290.4297 | 1315.4297 | 1340.4297 | 1365.4297 | 1390.4297 | 1415.4297 | 1440.4297
Reference | 20_USA | POW_SolarCSP_PP | GW |  | 1.7579 | 1.7579 | 1.7581 | 1.7479 | 1.7479 | 1.7479 | 1.7479 | 1.7479 | 1.7479 | 1.7479 | 1.7479 | 1.7479 | 1.7479 | 1.7479 | 1.7479 | 1.7479 | 1.7479 | 1.7479 | 1.7479 | 1.7479 | 1.7479 | 1.7479 | 1.7479 | 1.7479 | 1.7479 | 1.7479 | 1.7479 | 1.7479 | 1.7479 | 1.7479 | 1.7479 | 1.7479 | 1.7479 | 1.7479 | 1.7479 | 1.7479 | 1.7479 | 1.7479 | 1.7479 | 1.7479 | 1.7479 | 1.7479 | 1.7479 | 1.7479 | 1.7479 | 1.7479 | 1.7479 | 1.7479 | 1.7479 | 1.7479 | 1.7479 | 1.7479 | 1.7479 | 1.7479
Reference | 20_USA | POW_Wind_PP | GW |  | 87.5975 | 94.5167 | 103.6702 | 118.4777 | 118.4777 | 143.9656 | 148.1218 | 148.1218 | 148.1218 | 148.1218 | 148.1218 | 148.1218 | 148.1218 | 148.1218 | 148.1218 | 148.1218 | 148.1218 | 148.1218 | 148.1218 | 148.1218 | 148.1218 | 148.1218 | 148.1218 | 148.1218 | 148.1218 | 148.1218 | 148.1218 | 148.1218 | 148.1218 | 148.1218 | 148.1218 | 148.1218 | 148.1218 | 148.1218 | 148.1218 | 148.1218 | 148.1218 | 148.1218 | 148.1218 | 148.1218 | 148.1218 | 148.1218 | 148.1218 | 148.1218 | 148.1218 | 148.1218 | 148.1218 | 148.1218 | 148.1218 | 148.1218 | 148.1218 | 148.1218 | 148.1218 | 148.1218
Reference | 20_USA | POW_WindOff_PP | GW |  | 0 | 0 | 0 | 0 | 0 | 0.462 | 0.992 | 0.992 | 0.992 | 0.992 | 0.992 | 0.992 | 0.992 | 0.992 | 0.992 | 0.992 | 0.992 | 0.992 | 0.992 | 0.992 | 0.992 | 0.992 | 0.992 | 0.992 | 0.992 | 0.992 | 0.992 | 0.992 | 0.992 | 0.992 | 0.992 | 0.992 | 0.992 | 0.992 | 0.992 | 0.992 | 0.992 | 0.992 | 0.992 | 0.992 | 0.992 | 0.992 | 0.992 | 0.992 | 0.992 | 0.992 | 0.992 | 0.992 | 0.992 | 0.992 | 0.992 | 0.992 | 0.992 | 0.992
Reference | 20_USA | POW_Solid_Biomass_PP | GW |  | 1.6616 | 1.6616 | 1.6616 | 1.6616 | 1.6616 | 1.6616 | 1.6616 | 1.6616 | 1.6616 | 1.6616 | 1.6616 | 1.6616 | 1.6616 | 1.6616 | 1.6616 | 1.6616 | 1.6616 | 1.6616 | 1.6616 | 1.6616 | 1.6616 | 1.6616 | 1.6616 | 1.6616 | 1.6616 | 1.6616 | 1.6616 | 1.6616 | 1.6616 | 1.6616 | 1.6616 | 1.6616 | 1.6616 | 1.6616 | 1.6616 | 1.6616 | 1.6616 | 1.6616 | 1.6616 | 1.6616 | 1.6616 | 1.6616 | 1.6616 | 1.6616 | 1.6616 | 1.6616 | 1.6616 | 1.6616 | 1.6616 | 1.6616 | 1.6616 | 1.6616 | 1.6616 | 1.6616
Reference | 20_USA | POW_Other_PP | GW |  | 7.881 | 6.9308 | 6.4079 | 6.2114 | 6.2114 | 6.2114 | 6.2114 | 6.2114 | 6.2114 | 6.2114 | 6.2114 | 6.2114 | 6.2114 | 6.2114 | 6.2114 | 6.2114 | 6.2114 | 6.2114 | 6.2114 | 6.2114 | 6.2114 | 6.2114 | 6.2114 | 6.2114 | 6.2114 | 6.2114 | 6.2114 | 6.2114 | 6.2114 | 6.2114 | 6.2114 | 6.2114 | 6.2114 | 6.2114 | 6.2114 | 6.2114 | 6.2114 | 6.2114 | 6.2114 | 6.2114 | 6.2114 | 6.2114 | 6.2114 | 6.2114 | 6.2114 | 6.2114 | 6.2114 | 6.2114 | 6.2114 | 6.2114 | 6.2114 | 6.2114 | 6.2114 | 6.2114
Reference | 20_USA | POW_TBATT | GW |  | 0.5767 | 0.7488 | 0.94475 | 1.2748 | 3.1462 | 6.3204 | 10.7576 | 15.1641 | 18.1359 | 20.2349 | 21.3939 | 26.0758 | 29.3723 | 31.533 | 33.9592 | 38.9622 | 45.2283 | 49.7849 | 54.5111 | 61.5887 | 70.4358 | 80.0661 | 89.8646 | 98.7831 | 107.6277 | 113.4293 | 119.3976 | 129.3602 | 136.2978 | 139.6288 | 145.0518 | 151.8911 | 156.7152 | 163.535 | 168.535 | 173.535 | 178.535 | 183.535 | 188.535 | 193.535 | 198.535 | 203.535 | 208.535 | 213.535 | 218.535 | 223.535 | 228.535 | 233.535 | 238.535 | 243.535 | 248.535 | 253.535 | 258.535 | 263.535
Reference | 20_USA | POW_TDAM | GW |  | 19.0587 | 19.0785 | 19.0254 | 19.2273 | 19.2273 | 19.2273 | 19.2273 | 19.2273 | 19.2273 | 19.2273 | 19.2273 | 19.2273 | 19.2273 | 19.2273 | 19.2273 | 19.2273 | 19.2273 | 19.2273 | 19.2273 | 19.2273 | 19.2273 | 19.2273 | 19.2273 | 19.2273 | 19.2273 | 19.2273 | 19.2273 | 19.2273 | 19.2273 | 19.2273 | 19.2273 | 19.2273 | 19.2273 | 19.2273 | 19.2273 | 19.2273 | 19.2273 | 19.2273 | 19.2273 | 19.2273 | 19.2273 | 19.2273 | 19.2273 | 19.2273 | 19.2273 | 19.2273 | 19.2273 | 19.2273 | 19.2273 | 19.2273 | 19.2273 | 19.2273 | 19.2273 | 19.2273
Reference | 20_USA | POW_IMPORT_ELEC_PP | PJ |  | 202.7308 | 160.042 | 140.5601 | 170.3312 | 200 | 200 | 200 | 200 | 200 | 200 | 200 | 200 | 200 | 200 | 200 | 200 | 200 | 200 | 200 | 200 | 200 | 200 | 200 | 200 | 200 | 200 | 200 | 200 | 200 | 200 | 200 | 200 | 200 | 200 | 200 | 200 | 200 | 200 | 200 | 200 | 200 | 200 | 200 | 200 | 200 | 200 | 200 | 200 | 200 | 200 | 200 | 200 | 200 | 200
Reference | 20_USA | POW_Gas_CHP | GW |  | 48.0289 | 48.0289 | 48.0289 | 48.0289 | 48.0289 | 48.0289 | 48.0289 | 48.0289 | 48.0289 | 48.0289 | 48.0289 | 48.0289 | 48.0289 | 48.0289 | 48.0289 | 48.0289 | 48.0289 | 48.0289 | 48.0289 | 48.0289 | 48.0289 | 48.0289 | 48.0289 | 48.0289 | 48.0289 | 48.0289 | 48.0289 | 48.0289 | 48.0289 | 48.0289 | 48.0289 | 48.0289 | 48.0289 | 48.0289 | 48.0289 | 48.0289 | 48.0289 | 48.0289 | 48.0289 | 48.0289 | 48.0289 | 48.0289 | 48.0289 | 48.0289 | 48.0289 | 48.0289 | 48.0289 | 48.0289 | 48.0289 | 48.0289 | 48.0289 | 48.0289 | 48.0289 | 48.0289
Reference | 20_USA | POW_Coal_CHP | GW |  | 8.7811 | 8.7811 | 8.7811 | 8.7811 | 8.7811 | 8.7811 | 8.7811 | 8.7811 | 8.7811 | 8.7811 | 8.7811 | 8.7811 | 8.7811 | 8.7811 | 8.7811 | 8.7811 | 8.7811 | 8.7811 | 8.7811 | 8.7811 | 8.7811 | 8.7811 | 8.7811 | 8.7811 | 8.7811 | 8.7811 | 8.7811 | 8.7811 | 8.7811 | 8.7811 | 8.7811 | 8.7811 | 8.7811 | 8.7811 | 8.7811 | 8.7811 | 8.7811 | 8.7811 | 8.7811 | 8.7811 | 8.7811 | 8.7811 | 8.7811 | 8.7811 | 8.7811 | 8.7811 | 8.7811 | 8.7811 | 8.7811 | 8.7811 | 8.7811 | 8.7811 | 8.7811 | 8.7811
Reference | 20_USA | POW_Solid_Biomass_CHP | GW |  | 4.8184 | 4.8184 | 4.8184 | 4.8184 | 4.8184 | 4.8184 | 4.8184 | 4.8184 | 4.8184 | 4.8184 | 4.8184 | 4.8184 | 4.8184 | 4.8184 | 4.8184 | 4.8184 | 4.8184 | 4.8184 | 4.8184 | 4.8184 | 4.8184 | 4.8184 | 4.8184 | 4.8184 | 4.8184 | 4.8184 | 4.8184 | 4.8184 | 4.8184 | 4.8184 | 4.8184 | 4.8184 | 4.8184 | 4.8184 | 4.8184 | 4.8184 | 4.8184 | 4.8184 | 4.8184 | 4.8184 | 4.8184 | 4.8184 | 4.8184 | 4.8184 | 4.8184 | 4.8184 | 4.8184 | 4.8184 | 4.8184 | 4.8184 | 4.8184 | 4.8184 | 4.8184 | 4.8184
Reference | 20_USA | POW_Oil_CHP | GW |  | 4.8849 | 4.8849 | 4.8849 | 4.8849 | 4.8849 | 4.8849 | 4.8849 | 4.8849 | 4.8849 | 4.8849 | 4.8849 | 4.8849 | 4.8849 | 4.8849 | 4.8849 | 4.8849 | 4.8849 | 4.8849 | 4.8849 | 4.8849 | 4.8849 | 4.8849 | 4.8849 | 4.8849 | 4.8849 | 4.8849 | 4.8849 | 4.8849 | 4.8849 | 4.8849 | 4.8849 | 4.8849 | 4.8849 | 4.8849 | 4.8849 | 4.8849 | 4.8849 | 4.8849 | 4.8849 | 4.8849 | 4.8849 | 4.8849 | 4.8849 | 4.8849 | 4.8849 | 4.8849 | 4.8849 | 4.8849 | 4.8849 | 4.8849 | 4.8849 | 4.8849 | 4.8849 | 4.8849
Reference | 20_USA | POW_Other_CHP | GW |  | 2.2028 | 2.2028 | 2.2028 | 2.2028 | 2.2028 | 2.2028 | 2.2028 | 2.2028 | 2.2028 | 2.2028 | 2.2028 | 2.2028 | 2.2028 | 2.2028 | 2.2028 | 2.2028 | 2.2028 | 2.2028 | 2.2028 | 2.2028 | 2.2028 | 2.2028 | 2.2028 | 2.2028 | 2.2028 | 2.2028 | 2.2028 | 2.2028 | 2.2028 | 2.2028 | 2.2028 | 2.2028 | 2.2028 | 2.2028 | 2.2028 | 2.2028 | 2.2028 | 2.2028 | 2.2028 | 2.2028 | 2.2028 | 2.2028 | 2.2028 | 2.2028 | 2.2028 | 2.2028 | 2.2028 | 2.2028 | 2.2028 | 2.2028 | 2.2028 | 2.2028 | 2.2028 | 2.2028

## TotalTechnologyAnnualActivityUp
SCENARIO | REGION | TECHNOLOGY | UNITS | NOTES | 2017 | 2018 | 2019 | 2020 | 2021 | 2022 | 2023 | 2024 | 2025 | 2026 | 2027 | 2028 | 2029 | 2030 | 2031 | 2032 | 2033 | 2034 | 2035 | 2036 | 2037 | 2038 | 2039 | 2040 | 2041 | 2042 | 2043 | 2044 | 2045 | 2046 | 2047 | 2048 | 2049 | 2050 | 2051 | 2052 | 2053 | 2054 | 2055 | 2056 | 2057 | 2058 | 2059 | 2060 | 2061 | 2062 | 2063 | 2064 | 2065 | 2066 | 2067 | 2068 | 2069 | 2070
Reference | 20_USA | POW_Coal_PP | PJ |  | 4653.4574 | 4475.3387 | 3762.6602 | 99999 | 99999 | 99999 | 99999 | 99999 | 99999 | 99999 | 99999 | 99999 | 99999 | 99999 | 99999 | 99999 | 99999 | 99999 | 4032 | 3870.72 | 3709.44 | 3548.16 | 3386.88 | 3225.6 | 3064.32 | 2903.04 | 2741.76 | 2580.48 | 2419.2 | 2257.92 | 2096.64 | 1935.36 | 1774.08 | 1612.8 | 1451.52 | 1290.24 | 1128.96 | 967.68 | 806.4 | 645.12 | 483.84 | 322.56 | 161.28 | 0 | 0 | 0 | 0 | 0 | 0 | 0 | 0 | 0 | 0 | 0
Reference | 20_USA | POW_Oil_PP | PJ |  | 73.5479 | 108.7075 | 89.1064 | 91.5972 | 99999 | 99999 | 99999 | 99999 | 99999 | 99999 | 99999 | 99999 | 99999 | 99999 | 99999 | 99999 | 99999 | 99999 | 99999 | 99999 | 99999 | 99999 | 99999 | 99999 | 99999 | 99999 | 99999 | 99999 | 99999 | 99999 | 99999 | 99999 | 99999 | 99999 | 99999 | 99999 | 99999 | 99999 | 99999 | 99999 | 99999 | 99999 | 99999 | 99999 | 99999 | 99999 | 99999 | 99999 | 99999 | 99999 | 99999 | 99999 | 99999 | 99999
Reference | 20_USA | POW_Gas_PP | PJ |  | 4015.3765 | 4647.4453 | 5067.5658 | 99999 | 5538.3202 | 5675.703 | 5813.0858 | 5950.4687 | 6087.8515 | 6225.2343 | 6362.6172 | 6500 | 99999 | 99999 | 99999 | 99999 | 99999 | 99999 | 99999 | 99999 | 99999 | 99999 | 99999 | 99999 | 99999 | 99999 | 99999 | 99999 | 99999 | 99999 | 99999 | 99999 | 99999 | 99999 | 99999 | 99999 | 99999 | 99999 | 99999 | 99999 | 99999 | 99999 | 99999 | 99999 | 99999 | 99999 | 99999 | 99999 | 99999 | 99999 | 99999 | 99999 | 99999 | 99999
Reference | 20_USA | POW_Gas_NEW_PP | PJ |  | 4015.3765 | 4647.4453 | 5067.5658 | 99999 | 99999 | 99999 | 99999 | 99999 | 99999 | 99999 | 99999 | 99999 | 99999 | 99999 | 99999 | 99999 | 99999 | 99999 | 99999 | 99999 | 99999 | 99999 | 99999 | 99999 | 99999 | 99999 | 99999 | 99999 | 99999 | 99999 | 99999 | 99999 | 99999 | 99999 | 99999 | 99999 | 99999 | 99999 | 99999 | 99999 | 99999 | 99999 | 99999 | 99999 | 99999 | 99999 | 99999 | 99999 | 99999 | 99999 | 99999 | 99999 | 99999 | 99999
Reference | 20_USA | POW_Nuclear_PP | PJ |  | 3019.9009 | 3028.7831 | 3035.9882 | 2963.3383 | 99999 | 99999 | 99999 | 99999 | 99999 | 99999 | 99999 | 99999 | 99999 | 99999 | 99999 | 99999 | 99999 | 99999 | 99999 | 99999 | 99999 | 99999 | 99999 | 99999 | 99999 | 99999 | 99999 | 99999 | 99999 | 99999 | 99999 | 99999 | 99999 | 99999 | 99999 | 99999 | 99999 | 99999 | 99999 | 99999 | 99999 | 99999 | 99999 | 99999 | 99999 | 99999 | 99999 | 99999 | 99999 | 99999 | 99999 | 99999 | 99999 | 99999
Reference | 20_USA | POW_Hydro_PP | PJ |  | 1088.5041 | 1063.8038 | 1043.2747 | 1033.7021 | 99999 | 99999 | 99999 | 99999 | 99999 | 99999 | 99999 | 99999 | 99999 | 99999 | 99999 | 99999 | 99999 | 99999 | 99999 | 99999 | 99999 | 99999 | 99999 | 99999 | 99999 | 99999 | 99999 | 99999 | 99999 | 99999 | 99999 | 99999 | 99999 | 99999 | 99999 | 99999 | 99999 | 99999 | 99999 | 99999 | 99999 | 99999 | 99999 | 99999 | 99999 | 99999 | 99999 | 99999 | 99999 | 99999 | 99999 | 99999 | 99999 | 99999
Reference | 20_USA | POW_Geothermal_PP | PJ |  | 67.4153 | 67.5846 | 66.1086 | 67.7914 | 99999 | 99999 | 99999 | 99999 | 99999 | 99999 | 99999 | 99999 | 99999 | 99999 | 99999 | 99999 | 99999 | 99999 | 99999 | 99999 | 99999 | 99999 | 99999 | 99999 | 99999 | 99999 | 99999 | 99999 | 99999 | 99999 | 99999 | 99999 | 99999 | 99999 | 99999 | 99999 | 99999 | 99999 | 99999 | 99999 | 99999 | 99999 | 99999 | 99999 | 99999 | 99999 | 99999 | 99999 | 99999 | 99999 | 99999 | 99999 | 99999 | 99999
Reference | 20_USA | POW_SolarPV_PP | PJ |  | 242.6147 | 292.4791 | 338.1972 | 417.2455 | 99999 | 99999 | 99999 | 99999 | 99999 | 99999 | 99999 | 99999 | 99999 | 99999 | 99999 | 99999 | 99999 | 99999 | 99999 | 99999 | 99999 | 99999 | 99999 | 99999 | 99999 | 99999 | 99999 | 99999 | 99999 | 99999 | 99999 | 99999 | 99999 | 99999 | 99999 | 99999 | 99999 | 99999 | 99999 | 99999 | 99999 | 99999 | 99999 | 99999 | 99999 | 99999 | 99999 | 99999 | 99999 | 99999 | 99999 | 99999 | 99999 | 99999
Reference | 20_USA | POW_SolarCSP_PP | PJ |  | 12.9119 | 14.1849 | 12.7247 | 12.3372 | 99999 | 99999 | 99999 | 99999 | 99999 | 99999 | 99999 | 99999 | 99999 | 99999 | 99999 | 99999 | 99999 | 99999 | 99999 | 99999 | 99999 | 99999 | 99999 | 99999 | 99999 | 99999 | 99999 | 99999 | 99999 | 99999 | 99999 | 99999 | 99999 | 99999 | 99999 | 99999 | 99999 | 99999 | 99999 | 99999 | 99999 | 99999 | 99999 | 99999 | 99999 | 99999 | 99999 | 99999 | 99999 | 99999 | 99999 | 99999 | 99999 | 99999
Reference | 20_USA | POW_Wind_PP | PJ |  | 926.0967 | 993.0041 | 1073.5204 | 1230.5458 | 99999 | 99999 | 99999 | 99999 | 99999 | 99999 | 99999 | 99999 | 99999 | 99999 | 99999 | 99999 | 99999 | 99999 | 99999 | 99999 | 99999 | 99999 | 99999 | 99999 | 99999 | 99999 | 99999 | 99999 | 99999 | 99999 | 99999 | 99999 | 99999 | 99999 | 99999 | 99999 | 99999 | 99999 | 99999 | 99999 | 99999 | 99999 | 99999 | 99999 | 99999 | 99999 | 99999 | 99999 | 99999 | 99999 | 99999 | 99999 | 99999 | 99999
Reference | 20_USA | POW_Solid_Biomass_PP | PJ |  | 49.9939 | 48.7257 | 40.9494 | 99999 | 99999 | 99999 | 99999 | 99999 | 99999 | 99999 | 99999 | 99999 | 99999 | 99999 | 99999 | 99999 | 99999 | 99999 | 99999 | 99999 | 99999 | 99999 | 99999 | 99999 | 99999 | 99999 | 99999 | 99999 | 99999 | 99999 | 99999 | 99999 | 99999 | 99999 | 99999 | 99999 | 99999 | 99999 | 99999 | 99999 | 99999 | 99999 | 99999 | 99999 | 99999 | 99999 | 99999 | 99999 | 99999 | 99999 | 99999 | 99999 | 99999 | 99999
Reference | 20_USA | POW_Other_PP | PJ |  | 104.0195 | 104.8094 | 100.8897 | 99999 | 99999 | 99999 | 99999 | 99999 | 99999 | 99999 | 99999 | 99999 | 99999 | 99999 | 99999 | 99999 | 99999 | 99999 | 99999 | 99999 | 99999 | 99999 | 99999 | 99999 | 99999 | 99999 | 99999 | 99999 | 99999 | 99999 | 99999 | 99999 | 99999 | 99999 | 99999 | 99999 | 99999 | 99999 | 99999 | 99999 | 99999 | 99999 | 99999 | 99999 | 99999 | 99999 | 99999 | 99999 | 99999 | 99999 | 99999 | 99999 | 99999 | 99999
Reference | 20_USA | POW_Gas_CHP | PJ |  | 1136.544 | 1182.2579 | 1181.0223 | 1178.0393 | 1221.2949 | 1222.0561 | 1227.4962 | 1234.5158 | 1245.7428 | 1259.2494 | 1271.2478 | 1283.3551 | 1295.6794 | 1307.6111 | 1320.2374 | 1332.8837 | 1345.4842 | 1358.1186 | 1370.6988 | 1383.1923 | 1395.6792 | 1408.0694 | 1420.3993 | 1432.4534 | 1444.3957 | 1456.2794 | 1468.0817 | 1479.7838 | 1491.4085 | 1502.9141 | 1514.1244 | 1525.4484 | 1536.6391 | 1547.805 | 1558.8676 | 1569.8555 | 1580.7916 | 1591.5489 | 1602.1306 | 1612.9745 | 1623.8204 | 1634.6617 | 1645.5051 | 1656.3578 | 1667.2226 | 1678.1022 | 1689.0149 | 1699.9664 | 1710.9365 | 1721.9204 | 1732.9156 | 1743.9181 | 1754.6552 | 1765.6252
Reference | 20_USA | POW_Coal_CHP | PJ |  | 130.9192 | 135.7398 | 114.8512 | 94.3847 | 97.8504 | 97.9113 | 98.3472 | 98.9096 | 99.8091 | 100.8913 | 101.8526 | 102.8226 | 103.8101 | 104.766 | 105.7776 | 106.7909 | 107.8004 | 108.8127 | 109.8206 | 110.8216 | 111.8221 | 112.8148 | 113.8026 | 114.7684 | 115.7252 | 116.6774 | 117.623 | 118.5605 | 119.4919 | 120.4137 | 121.3119 | 122.2192 | 123.1158 | 124.0104 | 124.8967 | 125.7771 | 126.6533 | 127.5152 | 128.363 | 129.2318 | 130.1008 | 130.9694 | 131.8381 | 132.7077 | 133.5782 | 134.4498 | 135.3242 | 136.2016 | 137.0805 | 137.9606 | 138.8415 | 139.723 | 140.5833 | 141.4622
Reference | 20_USA | POW_Solid_Biomass_CHP | PJ |  | 151.9485 | 148.8835 | 150.7914 | 144.1525 | 149.4455 | 149.5386 | 150.2043 | 151.0633 | 152.4371 | 154.0899 | 155.5581 | 157.0396 | 158.5477 | 160.0077 | 161.5527 | 163.1002 | 164.6421 | 166.1881 | 167.7275 | 169.2563 | 170.7843 | 172.3004 | 173.8092 | 175.2842 | 176.7456 | 178.1997 | 179.6439 | 181.0759 | 182.4983 | 183.9062 | 185.278 | 186.6637 | 188.033 | 189.3994 | 190.7531 | 192.0976 | 193.4358 | 194.7522 | 196.047 | 197.3739 | 198.7011 | 200.0277 | 201.3546 | 202.6826 | 204.0121 | 205.3434 | 206.6787 | 208.0188 | 209.3612 | 210.7053 | 212.0507 | 213.397 | 214.7109 | 216.0533
Reference | 20_USA | POW_Oil_CHP | PJ |  | 74.1977 | 77.9364 | 72.1177 | 72.8021 | 75.4753 | 75.5223 | 75.8585 | 76.2924 | 76.9862 | 77.8209 | 78.5624 | 79.3106 | 80.0722 | 80.8096 | 81.5899 | 82.3714 | 83.1501 | 83.9309 | 84.7084 | 85.4805 | 86.2522 | 87.0179 | 87.7798 | 88.5248 | 89.2628 | 89.9972 | 90.7266 | 91.4498 | 92.1682 | 92.8792 | 93.572 | 94.2718 | 94.9634 | 95.6534 | 96.3371 | 97.0161 | 97.692 | 98.3568 | 99.0107 | 99.6809 | 100.3511 | 101.0211 | 101.6912 | 102.3619 | 103.0334 | 103.7057 | 104.3801 | 105.0569 | 105.7349 | 106.4137 | 107.0932 | 107.7731 | 108.4367 | 109.1146
Reference | 20_USA | POW_Other_CHP | PJ |  | 52.1161 | 49.8069 | 48.2102 | 45.5854 | 47.2592 | 47.2886 | 47.4992 | 47.7708 | 48.2052 | 48.7279 | 49.1922 | 49.6607 | 50.1376 | 50.5993 | 51.0879 | 51.5772 | 52.0648 | 52.5537 | 53.0405 | 53.524 | 54.0072 | 54.4866 | 54.9637 | 55.4302 | 55.8923 | 56.3521 | 56.8088 | 57.2617 | 57.7115 | 58.1567 | 58.5905 | 59.0287 | 59.4617 | 59.8938 | 60.3219 | 60.7471 | 61.1703 | 61.5865 | 61.996 | 62.4156 | 62.8353 | 63.2548 | 63.6744 | 64.0944 | 64.5148 | 64.9358 | 65.3581 | 65.7818 | 66.2063 | 66.6314 | 67.0568 | 67.4826 | 67.8981 | 68.3226

## TotalTechnologyAnnualActivityLo
SCENARIO | REGION | TECHNOLOGY | UNITS | NOTES | 2017 | 2018 | 2019 | 2020 | 2021 | 2022 | 2023 | 2024 | 2025 | 2026 | 2027 | 2028 | 2029 | 2030 | 2031 | 2032 | 2033 | 2034 | 2035 | 2036 | 2037 | 2038 | 2039 | 2040 | 2041 | 2042 | 2043 | 2044 | 2045 | 2046 | 2047 | 2048 | 2049 | 2050 | 2051 | 2052 | 2053 | 2054 | 2055 | 2056 | 2057 | 2058 | 2059 | 2060 | 2061 | 2062 | 2063 | 2064 | 2065 | 2066 | 2067 | 2068 | 2069 | 2070
Reference | 20_USA | POW_Coal_PP | PJ |  | 4652.4574 | 4474.3387 | 3761.6602 | 3001.6423 | 2503.4328 | 2223.4328 | 1998.9885 | 1894.3147 | 1765.991 | 1765.991 | 1765.991 | 1765.991 | 1765.991 | 1761.0242 | 1741.451 | 1713.0021 | 1713.0021 | 1713.0021 | 1713.0021 | 1713.0021 | 1713.0021 | 1713.0021 | 1713.0021 | 1713.0021 | 1713.0021 | 1713.0021 | 1713.0021 | 1713.0021 | 1713.0021 | 1713.0021 | 1713.0021 | 1713.0021 | 1713.0021 | 1290.24 | 1161.216 | 1032.192 | 903.168 | 774.144 | 645.12 | 516.096 | 387.072 | 258.048 | 129.024 | 0 | 0 | 0 | 0 | 0 | 0 | 0 | 0 | 0 | 0 | 0
Reference | 20_USA | POW_Oil_PP | PJ |  | 72.5479 | 107.7075 | 88.1064 | 90.5972 | 70 | 70 | 70 | 70 | 70 | 70 | 70 | 70 | 70 | 70 | 70 | 70 | 70 | 70 | 70 | 70 | 70 | 70 | 70 | 70 | 70 | 70 | 70 | 70 | 70 | 70 | 70 | 70 | 70 | 70 | 70 | 70 | 70 | 70 | 70 | 70 | 70 | 70 | 70 | 70 | 70 | 70 | 70 | 70 | 70 | 70 | 70 | 70 | 70 | 70
Reference | 20_USA | POW_Gas_PP | PJ |  | 4014.3765 | 4646.4453 | 5066.5658 | 5225.0546 | 5100 | 5100 | 5100 | 5100 | 5100 | 5100 | 5100 | 5100 | 5100 | 5100 | 5100 | 5100 | 5100 | 5100 | 5100 | 5100 | 5100 | 5100 | 5100 | 5100 | 5100 | 5100 | 5100 | 5100 | 5100 | 5100 | 5100 | 5100 | 5100 | 5100 | 5100 | 5100 | 5100 | 5100 | 5100 | 5100 | 5100 | 5100 | 5100 | 5100 | 5100 | 5100 | 5100 | 5100 | 5100 | 5100 | 5100 | 5100 | 5100 | 5100
Reference | 20_USA | POW_Nuclear_PP | PJ |  | 3018.9009 | 3027.7831 | 3034.9882 | 2962.3383 | 2900 | 2900 | 2900 | 2900 | 2900 | 2900 | 2900 | 2900 | 2900 | 2900 | 2900 | 2900 | 2900 | 2900 | 2900 | 2900 | 2900 | 2900 | 2900 | 2900 | 2900 | 2900 | 2900 | 2900 | 2900 | 2900 | 2900 | 2900 | 2900 | 2900 | 2900 | 2900 | 2900 | 2900 | 2900 | 2900 | 2900 | 2900 | 2900 | 2900 | 2900 | 2900 | 2900 | 2900 | 2900 | 2900 | 2900 | 2900 | 2900 | 2900
Reference | 20_USA | POW_Hydro_PP | PJ |  | 2017: 1087.5041; 2018: 1062.8038; 2019: 1042.2747; 2020: 1032.7021
Reference | 20_USA | POW_Geothermal_PP | PJ |  | 2017: 66.4153; 2018: 66.5846; 2019: 65.1086; 2020: 66.7914
Reference | 20_USA | POW_SolarPV_PP | PJ |  | 2017: 241.6147; 2018: 291.4791; 2019: 337.1972; 2020: 416.2455
Reference | 20_USA | POW_SolarCSP_PP | PJ |  | 2017: 11.9119; 2018: 13.1849; 2019: 11.7247; 2020: 11.3372
Reference | 20_USA | POW_Wind_PP | PJ |  | 2017: 925.0967; 2018: 992.0041; 2019: 1072.5204; 2020: 1229.5458
Reference | 20_USA | POW_Solid_Biomass_PP | PJ |  | 2017: 48.9939; 2018: 47.7257; 2019: 39.9494; 2020: 36.3017
Reference | 20_USA | POW_Other_PP | PJ |  | 2017: 103.0195; 2018: 103.8094; 2019: 99.8897; 2020: 99.0684
Reference | 20_USA | POW_Gas_CHP | PJ |  | 1136.544 | 1182.2579 | 1181.0223 | 1178.0393 | 1178.0393 | 1178.0393 | 1178.0393 | 1178.0393 | 1178.0393 | 1178.0393 | 1178.0393 | 1178.0393 | 1178.0393 | 1178.0393 | 1178.0393 | 1178.0393 | 1178.0393 | 1178.0393 | 1178.0393 | 1178.0393 | 1178.0393 | 1178.0393 | 1178.0393 | 1178.0393 | 1178.0393 | 1178.0393 | 1178.0393 | 1178.0393 | 1178.0393 | 1178.0393 | 1178.0393 | 1178.0393 | 1178.0393 | 1178.0393 | 1178.0393 | 1178.0393 | 1178.0393 | 1178.0393 | 1178.0393 | 1178.0393 | 1178.0393 | 1178.0393 | 1178.0393 | 1178.0393 | 1178.0393 | 1178.0393 | 1178.0393 | 1178.0393 | 1178.0393 | 1178.0393 | 1178.0393 | 1178.0393 | 1178.0393 | 1178.0393
Reference | 20_USA | POW_Coal_CHP | PJ |  | 130.9192 | 135.7398 | 114.8512 | 94.3847 | 94.3847 | 94.3847 | 94.3847 | 94.3847 | 94.3847 | 94.3847 | 94.3847 | 94.3847 | 94.3847 | 94.3847 | 94.3847 | 94.3847 | 94.3847 | 94.3847 | 94.3847 | 94.3847 | 94.3847 | 94.3847 | 94.3847 | 94.3847 | 94.3847 | 94.3847 | 94.3847 | 94.3847 | 94.3847 | 94.3847 | 94.3847 | 94.3847 | 94.3847 | 94.3847 | 94.3847 | 94.3847 | 94.3847 | 94.3847 | 94.3847 | 94.3847 | 94.3847 | 94.3847 | 94.3847 | 94.3847 | 94.3847 | 94.3847 | 94.3847 | 94.3847 | 94.3847 | 94.3847 | 94.3847 | 94.3847 | 94.3847 | 94.3847
Reference | 20_USA | POW_Solid_Biomass_CHP | PJ |  | 151.9485 | 148.8835 | 150.7914 | 144.1525 | 144.1525 | 144.1525 | 144.1525 | 144.1525 | 144.1525 | 144.1525 | 144.1525 | 144.1525 | 144.1525 | 144.1525 | 144.1525 | 144.1525 | 144.1525 | 144.1525 | 144.1525 | 144.1525 | 144.1525 | 144.1525 | 144.1525 | 144.1525 | 144.1525 | 144.1525 | 144.1525 | 144.1525 | 144.1525 | 144.1525 | 144.1525 | 144.1525 | 144.1525 | 144.1525 | 144.1525 | 144.1525 | 144.1525 | 144.1525 | 144.1525 | 144.1525 | 144.1525 | 144.1525 | 144.1525 | 144.1525 | 144.1525 | 144.1525 | 144.1525 | 144.1525 | 144.1525 | 144.1525 | 144.1525 | 144.1525 | 144.1525 | 144.1525
Reference | 20_USA | POW_Oil_CHP | PJ |  | 74.1977 | 77.9364 | 72.1177 | 72.8021 | 72.8021 | 72.8021 | 72.8021 | 72.8021 | 72.8021 | 72.8021 | 72.8021 | 72.8021 | 72.8021 | 72.8021 | 72.8021 | 72.8021 | 72.8021 | 72.8021 | 72.8021 | 72.8021 | 72.8021 | 72.8021 | 72.8021 | 72.8021 | 72.8021 | 72.8021 | 72.8021 | 72.8021 | 72.8021 | 72.8021 | 72.8021 | 72.8021 | 72.8021 | 72.8021 | 72.8021 | 72.8021 | 72.8021 | 72.8021 | 72.8021 | 72.8021 | 72.8021 | 72.8021 | 72.8021 | 72.8021 | 72.8021 | 72.8021 | 72.8021 | 72.8021 | 72.8021 | 72.8021 | 72.8021 | 72.8021 | 72.8021 | 72.8021
Reference | 20_USA | POW_Other_CHP | PJ |  | 52.1161 | 49.8069 | 48.2102 | 45.5854 | 45.5854 | 45.5854 | 45.5854 | 45.5854 | 45.5854 | 45.5854 | 45.5854 | 45.5854 | 45.5854 | 45.5854 | 45.5854 | 45.5854 | 45.5854 | 45.5854 | 45.5854 | 45.5854 | 45.5854 | 45.5854 | 45.5854 | 45.5854 | 45.5854 | 45.5854 | 45.5854 | 45.5854 | 45.5854 | 45.5854 | 45.5854 | 45.5854 | 45.5854 | 45.5854 | 45.5854 | 45.5854 | 45.5854 | 45.5854 | 45.5854 | 45.5854 | 45.5854 | 45.5854 | 45.5854 | 45.5854 | 45.5854 | 45.5854 | 45.5854 | 45.5854 | 45.5854 | 45.5854 | 45.5854 | 45.5854 | 45.5854 | 45.5854

## ReserveMargin
REGION | UNITS | NOTES | 2017 | 2018 | 2019 | 2020 | 2021 | 2022 | 2023 | 2024 | 2025 | 2026 | 2027 | 2028 | 2029 | 2030 | 2031 | 2032 | 2033 | 2034 | 2035 | 2036 | 2037 | 2038 | 2039 | 2040 | 2041 | 2042 | 2043 | 2044 | 2045 | 2046 | 2047 | 2048 | 2049 | 2050 | 2051 | 2052 | 2053 | 2054 | 2055 | 2056 | 2057 | 2058 | 2059 | 2060 | 2061 | 2062 | 2063 | 2064 | 2065 | 2066 | 2067 | 2068 | 2069 | 2070
20_USA | points |  | 1.1 | 1.1 | 1.1 | 1.1 | 1.1 | 1.1 | 1.1 | 1.1 | 1.1 | 1.1 | 1.1 | 1.1 | 1.1 | 1.1 | 1.1 | 1.1 | 1.1 | 1.1 | 1.1 | 1.1 | 1.1 | 1.1 | 1.1 | 1.1 | 1.1 | 1.1 | 1.1 | 1.1 | 1.1 | 1.1 | 1.1 | 1.1 | 1.1 | 1.1 | 1.1 | 1.1 | 1.1 | 1.1 | 1.1 | 1.1 | 1.1 | 1.1 | 1.1 | 1.1 | 1.1 | 1.1 | 1.1 | 1.1 | 1.1 | 1.1 | 1.1 | 1.1 | 1.1 | 1.1

## ReserveMarginTagFuel
REGION | FUEL | UNITS | NOTES | 2017 | 2018 | 2019 | 2020 | 2021 | 2022 | 2023 | 2024 | 2025 | 2026 | 2027 | 2028 | 2029 | 2030 | 2031 | 2032 | 2033 | 2034 | 2035 | 2036 | 2037 | 2038 | 2039 | 2040 | 2041 | 2042 | 2043 | 2044 | 2045 | 2046 | 2047 | 2048 | 2049 | 2050 | 2051 | 2052 | 2053 | 2054 | 2055 | 2056 | 2057 | 2058 | 2059 | 2060 | 2061 | 2062 | 2063 | 2064 | 2065 | 2066 | 2067 | 2068 | 2069 | 2070
20_USA | 17_electricity | bar: 2017 to 2070

## ReserveMarginTagTechnology
REGION | TECHNOLOGY | UNITS | NOTES | 2017 | 2018 | 2019 | 2020 | 2021 | 2022 | 2023 | 2024 | 2025 | 2026 | 2027 | 2028 | 2029 | 2030 | 2031 | 2032 | 2033 | 2034 | 2035 | 2036 | 2037 | 2038 | 2039 | 2040 | 2041 | 2042 | 2043 | 2044 | 2045 | 2046 | 2047 | 2048 | 2049 | 2050 | 2051 | 2052 | 2053 | 2054 | 2055 | 2056 | 2057 | 2058 | 2059 | 2060 | 2061 | 2062 | 2063 | 2064 | 2065 | 2066 | 2067 | 2068 | 2069 | 2070
20_USA | POW_Coal_PP | bar: 2017 to 2070
20_USA | POW_Lignite_PP | bar: 2017 to 2070
20_USA | POW_Coal_NEW_PP | bar: 2017 to 2070
20_USA | POW_Lignite_NEW_PP | bar: 2017 to 2070
20_USA | POW_Oil_PP | bar: 2017 to 2070
20_USA | POW_Gas_PP | bar: 2017 to 2070
20_USA | POW_Gas_NEW_PP | bar: 2017 to 2070
20_USA | POW_Gas_NEW_CCS_PP | bar: 2017 to 2070
20_USA | POW_Gas_NEW_H2_25_PP | bar: 2017 to 2070
20_USA | POW_Gas_NEW_H2_50_PP | bar: 2017 to 2070
20_USA | POW_Nuclear_PP | bar: 2017 to 2070
20_USA | POW_Hydro_PP | bar: 2017 to 2070
20_USA | POW_Geothermal_PP | bar: 2017 to 2070
20_USA | POW_SolarPV_PP |  |  | 0 | 0 | 0 | 0 | 0 | 0 | 0 | 0 | 0 | 0 | 0 | 0 | 0 | 0 | 0 | 0 | 0 | 0 | 0 | 0 | 0 | 0 | 0 | 0 | 0 | 0 | 0 | 0 | 0 | 0 | 0 | 0 | 0 | 0 | 0 | 0 | 0 | 0 | 0 | 0 | 0 | 0 | 0 | 0 | 0 | 0 | 0 | 0 | 0 | 0 | 0 | 0 | 0 | 0
20_USA | POW_SolarCSP_PP |  |  | 0 | 0 | 0 | 0 | 0 | 0 | 0 | 0 | 0 | 0 | 0 | 0 | 0 | 0 | 0 | 0 | 0 | 0 | 0 | 0 | 0 | 0 | 0 | 0 | 0 | 0 | 0 | 0 | 0 | 0 | 0 | 0 | 0 | 0 | 0 | 0 | 0 | 0 | 0 | 0 | 0 | 0 | 0 | 0 | 0 | 0 | 0 | 0 | 0 | 0 | 0 | 0 | 0 | 0
20_USA | POW_Wind_PP |  |  | 0 | 0 | 0 | 0 | 0 | 0 | 0 | 0 | 0 | 0 | 0 | 0 | 0 | 0 | 0 | 0 | 0 | 0 | 0 | 0 | 0 | 0 | 0 | 0 | 0 | 0 | 0 | 0 | 0 | 0 | 0 | 0 | 0 | 0 | 0 | 0 | 0 | 0 | 0 | 0 | 0 | 0 | 0 | 0 | 0 | 0 | 0 | 0 | 0 | 0 | 0 | 0 | 0 | 0
20_USA | POW_WindOff_PP |  |  | 0 | 0 | 0 | 0 | 0 | 0 | 0 | 0 | 0 | 0 | 0 | 0 | 0 | 0 | 0 | 0 | 0 | 0 | 0 | 0 | 0 | 0 | 0 | 0 | 0 | 0 | 0 | 0 | 0 | 0 | 0 | 0 | 0 | 0 | 0 | 0 | 0 | 0 | 0 | 0 | 0 | 0 | 0 | 0 | 0 | 0 | 0 | 0 | 0 | 0 | 0 | 0 | 0 | 0
20_USA | POW_Solid_Biomass_PP | bar: 2017 to 2070
20_USA | POW_Other_PP | bar: 2017 to 2070
20_USA | POW_IMPORT_ELEC_PP | bar: 2017 to 2070
20_USA | POW_TBATT | bar: 2017 to 2070
20_USA | POW_TDAM | bar: 2017 to 2070
20_USA | POW_Gas_CHP | bar: 2017 to 2070
20_USA | POW_Coal_CHP | bar: 2017 to 2070
20_USA | POW_Solid_Biomass_CHP | bar: 2017 to 2070
20_USA | POW_Oil_CHP | bar: 2017 to 2070
20_USA | POW_Other_CHP | bar: 2017 to 2070

## EMISSION
VALUE
CO2
CO2cap

## EmissionActivityRatio
REGION | TECHNOLOGY | EMISSION | MODE_OF_OPERATION | UNITS | NOTES | 2017 | 2018 | 2019 | 2020 | 2021 | 2022 | 2023 | 2024 | 2025 | 2026 | 2027 | 2028 | 2029 | 2030 | 2031 | 2032 | 2033 | 2034 | 2035 | 2036 | 2037 | 2038 | 2039 | 2040 | 2041 | 2042 | 2043 | 2044 | 2045 | 2046 | 2047 | 2048 | 2049 | 2050 | 2051 | 2052 | 2053 | 2054 | 2055 | 2056 | 2057 | 2058 | 2059 | 2060 | 2061 | 2062 | 2063 | 2064 | 2065 | 2066 | 2067 | 2068 | 2069 | 2070
20_USA | POW_01_x_thermal_coal | CO2 | 1 | million tonnes CO2/PJ |  | 0.096154 | 0.096154 | 0.096154 | 0.096154 | 0.096154 | 0.096154 | 0.096154 | 0.096154 | 0.096154 | 0.096154 | 0.096154 | 0.096154 | 0.096154 | 0.096154 | 0.096154 | 0.096154 | 0.096154 | 0.096154 | 0.096154 | 0.096154 | 0.096154 | 0.096154 | 0.096154 | 0.096154 | 0.096154 | 0.096154 | 0.096154 | 0.096154 | 0.096154 | 0.096154 | 0.096154 | 0.096154 | 0.096154 | 0.096154 | 0.096154 | 0.096154 | 0.096154 | 0.096154 | 0.096154 | 0.096154 | 0.096154 | 0.096154 | 0.096154 | 0.096154 | 0.096154 | 0.096154 | 0.096154 | 0.096154 | 0.096154 | 0.096154 | 0.096154 | 0.096154 | 0.096154 | 0.096154
20_USA | POW_01_05_lignite | CO2 | 1 | million tonnes CO2/PJ |  | 0.10129 | 0.10129 | 0.10129 | 0.10129 | 0.10129 | 0.10129 | 0.10129 | 0.10129 | 0.10129 | 0.10129 | 0.10129 | 0.10129 | 0.10129 | 0.10129 | 0.10129 | 0.10129 | 0.10129 | 0.10129 | 0.10129 | 0.10129 | 0.10129 | 0.10129 | 0.10129 | 0.10129 | 0.10129 | 0.10129 | 0.10129 | 0.10129 | 0.10129 | 0.10129 | 0.10129 | 0.10129 | 0.10129 | 0.10129 | 0.10129 | 0.10129 | 0.10129 | 0.10129 | 0.10129 | 0.10129 | 0.10129 | 0.10129 | 0.10129 | 0.10129 | 0.10129 | 0.10129 | 0.10129 | 0.10129 | 0.10129 | 0.10129 | 0.10129 | 0.10129 | 0.10129 | 0.10129
20_USA | POW_02_coal_products | CO2 | 1 | million tonnes CO2/PJ |  | 0.096154 | 0.096154 | 0.096154 | 0.096154 | 0.096154 | 0.096154 | 0.096154 | 0.096154 | 0.096154 | 0.096154 | 0.096154 | 0.096154 | 0.096154 | 0.096154 | 0.096154 | 0.096154 | 0.096154 | 0.096154 | 0.096154 | 0.096154 | 0.096154 | 0.096154 | 0.096154 | 0.096154 | 0.096154 | 0.096154 | 0.096154 | 0.096154 | 0.096154 | 0.096154 | 0.096154 | 0.096154 | 0.096154 | 0.096154 | 0.096154 | 0.096154 | 0.096154 | 0.096154 | 0.096154 | 0.096154 | 0.096154 | 0.096154 | 0.096154 | 0.096154 | 0.096154 | 0.096154 | 0.096154 | 0.096154 | 0.096154 | 0.096154 | 0.096154 | 0.096154 | 0.096154 | 0.096154
20_USA | POW_07_07_gas_diesel_oil | CO2 | 1 | million tonnes CO2/PJ |  | 0.074134 | 0.074134 | 0.074134 | 0.074134 | 0.074134 | 0.074134 | 0.074134 | 0.074134 | 0.074134 | 0.074134 | 0.074134 | 0.074134 | 0.074134 | 0.074134 | 0.074134 | 0.074134 | 0.074134 | 0.074134 | 0.074134 | 0.074134 | 0.074134 | 0.074134 | 0.074134 | 0.074134 | 0.074134 | 0.074134 | 0.074134 | 0.074134 | 0.074134 | 0.074134 | 0.074134 | 0.074134 | 0.074134 | 0.074134 | 0.074134 | 0.074134 | 0.074134 | 0.074134 | 0.074134 | 0.074134 | 0.074134 | 0.074134 | 0.074134 | 0.074134 | 0.074134 | 0.074134 | 0.074134 | 0.074134 | 0.074134 | 0.074134 | 0.074134 | 0.074134 | 0.074134 | 0.074134
20_USA | POW_07_08_fuel_oil | CO2 | 1 | million tonnes CO2/PJ |  | 0.077437 | 0.077437 | 0.077437 | 0.077437 | 0.077437 | 0.077437 | 0.077437 | 0.077437 | 0.077437 | 0.077437 | 0.077437 | 0.077437 | 0.077437 | 0.077437 | 0.077437 | 0.077437 | 0.077437 | 0.077437 | 0.077437 | 0.077437 | 0.077437 | 0.077437 | 0.077437 | 0.077437 | 0.077437 | 0.077437 | 0.077437 | 0.077437 | 0.077437 | 0.077437 | 0.077437 | 0.077437 | 0.077437 | 0.077437 | 0.077437 | 0.077437 | 0.077437 | 0.077437 | 0.077437 | 0.077437 | 0.077437 | 0.077437 | 0.077437 | 0.077437 | 0.077437 | 0.077437 | 0.077437 | 0.077437 | 0.077437 | 0.077437 | 0.077437 | 0.077437 | 0.077437 | 0.077437
20_USA | POW_07_x_other_petroleum_products | CO2 | 1 | million tonnes CO2/PJ |  | 0.0734 | 0.0734 | 0.0734 | 0.0734 | 0.0734 | 0.0734 | 0.0734 | 0.0734 | 0.0734 | 0.0734 | 0.0734 | 0.0734 | 0.0734 | 0.0734 | 0.0734 | 0.0734 | 0.0734 | 0.0734 | 0.0734 | 0.0734 | 0.0734 | 0.0734 | 0.0734 | 0.0734 | 0.0734 | 0.0734 | 0.0734 | 0.0734 | 0.0734 | 0.0734 | 0.0734 | 0.0734 | 0.0734 | 0.0734 | 0.0734 | 0.0734 | 0.0734 | 0.0734 | 0.0734 | 0.0734 | 0.0734 | 0.0734 | 0.0734 | 0.0734 | 0.0734 | 0.0734 | 0.0734 | 0.0734 | 0.0734 | 0.0734 | 0.0734 | 0.0734 | 0.0734 | 0.0734
20_USA | POW_08_01_natural_gas | CO2 | 1 | million tonnes CO2/PJ |  | 0.056151 | 0.056151 | 0.056151 | 0.056151 | 0.056151 | 0.056151 | 0.056151 | 0.056151 | 0.056151 | 0.056151 | 0.056151 | 0.056151 | 0.056151 | 0.056151 | 0.056151 | 0.056151 | 0.056151 | 0.056151 | 0.056151 | 0.056151 | 0.056151 | 0.056151 | 0.056151 | 0.056151 | 0.056151 | 0.056151 | 0.056151 | 0.056151 | 0.056151 | 0.056151 | 0.056151 | 0.056151 | 0.056151 | 0.056151 | 0.056151 | 0.056151 | 0.056151 | 0.056151 | 0.056151 | 0.056151 | 0.056151 | 0.056151 | 0.056151 | 0.056151 | 0.056151 | 0.056151 | 0.056151 | 0.056151 | 0.056151 | 0.056151 | 0.056151 | 0.056151 | 0.056151 | 0.056151
20_USA | POW_08_01_natural_gas_CCS | CO2 | 1 | million tonnes CO2/PJ |  | 0.0056151 | 0.0056151 | 0.0056151 | 0.0056151 | 0.0056151 | 0.0056151 | 0.0056151 | 0.0056151 | 0.0056151 | 0.0056151 | 0.0056151 | 0.0056151 | 0.0056151 | 0.0056151 | 0.0056151 | 0.0056151 | 0.0056151 | 0.0056151 | 0.0056151 | 0.0056151 | 0.0056151 | 0.0056151 | 0.0056151 | 0.0056151 | 0.0056151 | 0.0056151 | 0.0056151 | 0.0056151 | 0.0056151 | 0.0056151 | 0.0056151 | 0.0056151 | 0.0056151 | 0.0056151 | 0.0056151 | 0.0056151 | 0.0056151 | 0.0056151 | 0.0056151 | 0.0056151 | 0.0056151 | 0.0056151 | 0.0056151 | 0.0056151 | 0.0056151 | 0.0056151 | 0.0056151 | 0.0056151 | 0.0056151 | 0.0056151 | 0.0056151 | 0.0056151 | 0.0056151 | 0.0056151
20_USA | POW_16_others | CO2 | 1 | million tonnes CO2/PJ |  | 0.1 | 0.1 | 0.1 | 0.1 | 0.1 | 0.1 | 0.1 | 0.1 | 0.1 | 0.1 | 0.1 | 0.1 | 0.1 | 0.1 | 0.1 | 0.1 | 0.1 | 0.1 | 0.1 | 0.1 | 0.1 | 0.1 | 0.1 | 0.1 | 0.1 | 0.1 | 0.1 | 0.1 | 0.1 | 0.1 | 0.1 | 0.1 | 0.1 | 0.1 | 0.1 | 0.1 | 0.1 | 0.1 | 0.1 | 0.1 | 0.1 | 0.1 | 0.1 | 0.1 | 0.1 | 0.1 | 0.1 | 0.1 | 0.1 | 0.1 | 0.1 | 0.1 | 0.1 | 0.1
20_USA | POW_08_01_natural_gas_CCS | CO2cap | 1 | million tonnes CO2/PJ |  | 0.050536 | 0.050536 | 0.050536 | 0.050536 | 0.050536 | 0.050536 | 0.050536 | 0.050536 | 0.050536 | 0.050536 | 0.050536 | 0.050536 | 0.050536 | 0.050536 | 0.050536 | 0.050536 | 0.050536 | 0.050536 | 0.050536 | 0.050536 | 0.050536 | 0.050536 | 0.050536 | 0.050536 | 0.050536 | 0.050536 | 0.050536 | 0.050536 | 0.050536 | 0.050536 | 0.050536 | 0.050536 | 0.050536 | 0.050536 | 0.050536 | 0.050536 | 0.050536 | 0.050536 | 0.050536 | 0.050536 | 0.050536 | 0.050536 | 0.050536 | 0.050536 | 0.050536 | 0.050536 | 0.050536 | 0.050536 | 0.050536 | 0.050536 | 0.050536 | 0.050536 | 0.050536 | 0.050536

## AnnualEmissionLimit
SCENARIO | REGION | EMISSION | UNITS | NOTES | 2017 | 2018 | 2019 | 2020 | 2021 | 2022 | 2023 | 2024 | 2025 | 2026 | 2027 | 2028 | 2029 | 2030 | 2031 | 2032 | 2033 | 2034 | 2035 | 2036 | 2037 | 2038 | 2039 | 2040 | 2041 | 2042 | 2043 | 2044 | 2045 | 2046 | 2047 | 2048 | 2049 | 2050 | 2051 | 2052 | 2053 | 2054 | 2055 | 2056 | 2057 | 2058 | 2059 | 2060 | 2061 | 2062 | 2063 | 2064 | 2065 | 2066 | 2067 | 2068 | 2069 | 2070

## AnnualExogenousEmission
REGION | EMISSION | UNITS | NOTES | 2017 | 2018 | 2019 | 2020 | 2021 | 2022 | 2023 | 2024 | 2025 | 2026 | 2027 | 2028 | 2029 | 2030 | 2031 | 2032 | 2033 | 2034 | 2035 | 2036 | 2037 | 2038 | 2039 | 2040 | 2041 | 2042 | 2043 | 2044 | 2045 | 2046 | 2047 | 2048 | 2049 | 2050 | 2051 | 2052 | 2053 | 2054 | 2055 | 2056 | 2057 | 2058 | 2059 | 2060 | 2061 | 2062 | 2063 | 2064 | 2065 | 2066 | 2067 | 2068 | 2069 | 2070

## EmissionsPenalty
REGION | EMISSION | UNITS | NOTES | 2017 | 2018 | 2019 | 2020 | 2021 | 2022 | 2023 | 2024 | 2025 | 2026 | 2027 | 2028 | 2029 | 2030 | 2031 | 2032 | 2033 | 2034 | 2035 | 2036 | 2037 | 2038 | 2039 | 2040 | 2041 | 2042 | 2043 | 2044 | 2045 | 2046 | 2047 | 2048 | 2049 | 2050 | 2051 | 2052 | 2053 | 2054 | 2055 | 2056 | 2057 | 2058 | 2059 | 2060 | 2061 | 2062 | 2063 | 2064 | 2065 | 2066 | 2067 | 2068 | 2069 | 2070

## ModelPeriodEmissionLimit
REGION | EMISSION | VALUE | UNITS | NOTES

## ModelPeriodExogenousEmission
REGION | EMISSION | VALUE | UNITS | NOTES

## CapacityOfOneTechnologyUnit
REGION | TECHNOLOGY | UNITS | NOTES | YEAR | VALUE

## DepreciationMethod
REGION | VALUE
20_USA | 1

## MODE_OF_OPERATION
VALUE
1
2

## STORAGE
VALUE
BATT
DAM

## CapitalCostStorage
SCENARIO | REGION | STORAGE | UNITS | NOTES | 2017 | 2018 | 2019 | 2020 | 2021 | 2022 | 2023 | 2024 | 2025 | 2026 | 2027 | 2028 | 2029 | 2030 | 2031 | 2032 | 2033 | 2034 | 2035 | 2036 | 2037 | 2038 | 2039 | 2040 | 2041 | 2042 | 2043 | 2044 | 2045 | 2046 | 2047 | 2048 | 2049 | 2050 | 2051 | 2052 | 2053 | 2054 | 2055 | 2056 | 2057 | 2058 | 2059 | 2060 | 2061 | 2062 | 2063 | 2064 | 2065 | 2066 | 2067 | 2068 | 2069 | 2070

## DiscountRateStorage
REGION | STORAGE | VALUE

## ResidualStorageCapacity
SCENARIO | REGION | STORAGE | UNITS | NOTES | 2017 | 2018 | 2019 | 2020 | 2021 | 2022 | 2023 | 2024 | 2025 | 2026 | 2027 | 2028 | 2029 | 2030 | 2031 | 2032 | 2033 | 2034 | 2035 | 2036 | 2037 | 2038 | 2039 | 2040 | 2041 | 2042 | 2043 | 2044 | 2045 | 2046 | 2047 | 2048 | 2049 | 2050 | 2051 | 2052 | 2053 | 2054 | 2055 | 2056 | 2057 | 2058 | 2059 | 2060 | 2061 | 2062 | 2063 | 2064 | 2065 | 2066 | 2067 | 2068 | 2069 | 2070
Reference | 20_USA | BATT | PJ |  | 0 | 0 | 0 | 0 | 0 | 0 | 0 | 0 | 0 | 0 | 0 | 0 | 0 | 0 | 0 | 0 | 0 | 0 | 0 | 0 | 0 | 0 | 0 | 0 | 0 | 0 | 0 | 0 | 0 | 0 | 0 | 0 | 0 | 0 | 0 | 0 | 0 | 0 | 0 | 0 | 0 | 0 | 0 | 0 | 0 | 0 | 0 | 0 | 0 | 0 | 0 | 0 | 0 | 0
Reference | 20_USA | DAM | PJ |  | 140 | 140 | 140 | 140 | 140 | 140 | 140 | 140 | 140 | 140 | 140 | 140 | 140 | 140 | 140 | 140 | 140 | 140 | 140 | 140 | 140 | 140 | 140 | 140 | 140 | 140 | 140 | 140 | 140 | 140 | 140 | 140 | 140 | 140 | 140 | 140 | 140 | 140 | 140 | 140 | 140 | 140 | 140 | 140 | 140 | 140 | 140 | 140 | 140 | 140 | 140 | 140 | 140 | 140

## OperationalLifeStorage
REGION | STORAGE | VALUE | UNITS | NOTES
20_USA | BATT | 15 | Years
20_USA | DAM | 50 | Years

## MinStorageCharge
SCENARIO | REGION | STORAGE | UNITS | NOTES | YEAR | VALUE

## StorageMaxChargeRate
SCENARIO | REGION | STORAGE | VALUE | UNITS | NOTES
Reference | 20_USA | BATT | 99999 | PJ
Reference | 20_USA | DAM | 99999 | PJ

## StorageMaxDischargeRate
SCENARIO | REGION | STORAGE | VALUE | UNITS | NOTES
Reference | 20_USA | BATT | 9999 | PJ
Reference | 20_USA | DAM | 9999 | PJ

## StorageLevelStart
SCENARIO | REGION | STORAGE | VALUE | UNITS | NOTES
Reference | 20_USA | BATT | 0 | PJ
Reference | 20_USA | DAM | 0 | PJ

## TechnologyFromStorage
SCENARIO | REGION | TECHNOLOGY | STORAGE | MODE_OF_OPERATION | VALUE | UNITS | NOTES
Reference | 20_USA | POW_TBATT | BATT | 1 | 1
Reference | 20_USA | POW_TDAM | DAM | 1 | 1

## TechnologyToStorage
SCENARIO | REGION | TECHNOLOGY | STORAGE | MODE_OF_OPERATION | VALUE | UNITS | NOTES
Reference | 20_USA | POW_TBATT | BATT | 2 | 1
Reference | 20_USA | POW_TDAM | DAM | 2 | 1

## REMinProductionTarget
SCENARIO | REGION | UNITS | NOTES | YEAR | VALUE

## RETagFuel
SCENARIO | REGION | FUEL | UNITS | NOTES | 2017 | 2018 | 2019 | 2020 | 2021 | 2022 | 2023 | 2024 | 2025 | 2026 | 2027 | 2028 | 2029 | 2030 | 2031 | 2032 | 2033 | 2034 | 2035 | 2036 | 2037 | 2038 | 2039 | 2040 | 2041 | 2042 | 2043 | 2044 | 2045 | 2046 | 2047 | 2048 | 2049 | 2050 | 2051 | 2052 | 2053 | 2054 | 2055 | 2056 | 2057 | 2058 | 2059 | 2060 | 2061 | 2062 | 2063 | 2064 | 2065 | 2066 | 2067 | 2068 | 2069 | 2070

## RETagTechnology
SCENARIO | REGION | TECHNOLOGY | UNITS | NOTES | 2017 | 2018 | 2019 | 2020 | 2021 | 2022 | 2023 | 2024 | 2025 | 2026 | 2027 | 2028 | 2029 | 2030 | 2031 | 2032 | 2033 | 2034 | 2035 | 2036 | 2037 | 2038 | 2039 | 2040 | 2041 | 2042 | 2043 | 2044 | 2045 | 2046 | 2047 | 2048 | 2049 | 2050 | 2051 | 2052 | 2053 | 2054 | 2055 | 2056 | 2057 | 2058 | 2059 | 2060 | 2061 | 2062 | 2063 | 2064 | 2065 | 2066 | 2067 | 2068 | 2069 | 2070

## TotalAnnualMaxCapacityInvestmen
SCENARIO | REGION | TECHNOLOGY | UNITS | NOTES | 2017 | 2018 | 2019 | 2020 | 2021 | 2022 | 2023 | 2024 | 2025 | 2026 | 2027 | 2028 | 2029 | 2030 | 2031 | 2032 | 2033 | 2034 | 2035 | 2036 | 2037 | 2038 | 2039 | 2040 | 2041 | 2042 | 2043 | 2044 | 2045 | 2046 | 2047 | 2048 | 2049 | 2050 | 2051 | 2052 | 2053 | 2054 | 2055 | 2056 | 2057 | 2058 | 2059 | 2060 | 2061 | 2062 | 2063 | 2064 | 2065 | 2066 | 2067 | 2068 | 2069 | 2070

## TotalAnnualMinCapacityInvestmen
SCENARIO | REGION | TECHNOLOGY | UNITS | NOTES | 2017 | 2018 | 2019 | 2020 | 2021 | 2022 | 2023 | 2024 | 2025 | 2026 | 2027 | 2028 | 2029 | 2030 | 2031 | 2032 | 2033 | 2034 | 2035 | 2036 | 2037 | 2038 | 2039 | 2040 | 2041 | 2042 | 2043 | 2044 | 2045 | 2046 | 2047 | 2048 | 2049 | 2050 | 2051 | 2052 | 2053 | 2054 | 2055 | 2056 | 2057 | 2058 | 2059 | 2060 | 2061 | 2062 | 2063 | 2064 | 2065 | 2066 | 2067 | 2068 | 2069 | 2070

## TotalTechnologyModelPeriodActLo
REGION | TECHNOLOGY | VALUE | UNITS | NOTES

## TotalTechnologyModelPeriodActUp
REGION | TECHNOLOGY | VALUE | UNITS | NOTES

## TradeRoute
REGION | FUEL | UNITS | NOTES | YEAR | VALUE